## Sheet1
EXISTENCIAS EN ALMACEN GMC
ITEM AAM | DESCRIPCION | EXIST | LOCALIZACION | CLASE
21.0158 | CABLE GE FANUC LX660-4077-T297#L8R003 SERVO SIGNAL CABLE 8M (REF. HELLER PART #: 21.015786) | 3 | AREA DE RECIBO | CLASS B
218.5 | FUSE LITTLEFUSE 218.5 MINI, 250V 0.5A 5X20 (REF: GLEASON 26059912) | 10 | F4CFN6 | NO CONSIGNA
802 | TAPE FASSON 0802 FOIL DUCT TAPE 3.0 IN X 50 YDS (REF. AVERY DENNISON) | 18 | F2CAN0 | CLASS B
864 | RECEPTACLE RACO 864 DUPLEX COVER PLATE, SINGLE Handy Box Cover, Duplex receptacle (REFERENCE: 700316_OP040_E136.DWG) | 50 | F4CAN3 | NO CONSIGNA
1822 | SPLITTER PALADIN TOOLS PA1822 ROUND CABLE (GT-50642 D 1) | 5 | F2CBN4 | CLASS C
2024 | CELL TORK 2024 PHOTO-CONTROL 208-277V 50/60 HZ 1NP1T N.C. REF: SERVICES | 5 | F1CCN3 | CLASS C
2183.15 | FUSE, TIME DELAY - MFG: LITTELFUSE PN: 02183.15 TYPE: CARTRIDGE STYLE: DESIGNED TO IEC SPECIFICATION CURR RTG: 3.15 AMP VOLT RTG: 250 VLT AC SZ: 5.0 X 20.00 MILLIMETER MATL: GLASS BODY | 10 | F4CDN6 | NO CONSIGNA
2195 | ELECTRODE - MFG: INFRA SA PN: 2195 DIA: 0.125 IN LEN: 18.00 IN | 15 | F4CAN1 | CLASS A
2308 | TAPE, MASKING - MFG: 3M PN: 051131-06548-2 STYLE: SCOTCH WD: 48.00 MM LEN: 55.00 M COLOR: TAN ADH BCKNG: CREPE PAPER ADH TYPE: RUBBER CNTNR SZ: 24 PER CASE BULK | 50 | F1CCN0 | CLASS A
3652 | PLUG I-DIVISION ELECTRICA (SPAIN) 03652 63A 3 PHASE 440 V, IP67 3 POLE 4 WIRE | 6 | F1CCN6 | CLASS C
3939 | TAPE - MFG: 3M PN: 051131-06975-6 TYPE: DUCT STYLE: HEAVY DUTY MODEL NUM: 3939 LEN: 54.80 M WD: 48.00 MM COLOR: SILVER MATL: POLYETHYLENE OVER CLOTH SCRIM/RUBBER CNTNR TYPE / SZ: 24 ROLLS PER CASE | 3 | FICBN0/SUELO | CLASS B
9453 | CABLE CABLES TO GO 09453 EPSILON DB9 EXTENSION CABLE, 50 FEET (AAM DRAWING REF: 700206-BAL-E-208) | 1 | F2CBN5 | NO CONSIGNA
16849 | ACTUATOR EUCHNER 16849 TZ2 STRA. ACTUATOR REF. 016849 EUCHNER (PRE. CODE 140114) (REF. ENGLISH: SAFETY ACTUATOR) | 1 | F3CCN5 | CLASS C
17608 | LIGHT - MFG: BANNER ENGR PN: 17608 TYPE: WLA AREA WORK MODEL NUM: WLAW275X180Q VOLT RTG / TYPE: 12-30 VLT DC DESC: 275.00 X 180.00 MILLIMETER | 1 | F2CCN3 | CLASS C
41406 | CONNECTOR - MFG: LOCKWOOD PRODUCTS, INC. PN: 41406 END SZ 1: 0.25 IN THD: NPT PCKG SZ: 4 | 8 | F4CCN4 | CLASS C
45158 | GLUE RESISTOL 45158 CONTACT RESISTOL 5000 1 LT | 3 | F2CCN5 | CLASS A
47812 | CABLE 47812 BANNER LASER SWITCH MODEL MQDC1-515, FEMALE STRAIGHT STYLE, 5M LENGTH, 5 PIN | 1 | F2CCN6 | CLASS C
47814 | CABLE - MFG: BANNER ENGR PN: 47814 MODEL NUM: MQDC1-530 LEN: 9.0 M END CONN TYPE: EURO-STYLE QUICK DISCONNECT | 7 | F2CCN6 | CLASS A
49700 | MODULE ECLIPSE COMBUST 49700 FLAME SENSOR MDL 7000 PEEK-A-FLAME RELAY (REF: OLD P/N 15427) MACH NAME WIS FURNACE S/N 02560 02561 BT 605458 605463 MDL HARDENING TRACK 1 & 2 | 1 | F4CBN4 | CLASS C
49913 | BALLAST OSRAM SYLVANIA 49913 ELECTRONIC BALLAST SYLVANIA QUICTRONIC T8 FLUORESCENT SYSTEM No. QT 2X32/120 IS-SC | 6 | F4CBN2 | CLASS C
52030 | RELAY MURRELEKTRONIK 52030 CONTACTOR RELAY 110V COIL (1C/O) | 14 | F4CCN4 | CLASS C
56501 | MODULE MURRELEKTRONIK 56501 BUS NODE, PROFIBUS, CUBE 67 BN-P | 1 | F4CDN2 | CLASS C
59226 | KEY EUCHNER USA 059226 STRAIGHT ACTUATOR KEY ONLY-- TO FIT-SWITCH EUCHNER # TP4-537A024PG---ON DOOR ACTUATOR STYLE: STRAIGHT SIZE: STANDARD | 6 | F3CCN5 | CLASS A
64451 | LAMP OSRAM/SYLVANIA 64451 HALOGEN 60W 24V FOR WALDMAN LAMP 100-870-901 (IMPORTED) | 14 | F4CCN6 | CLASS C
64471 | LAMP OSRAM SYLVANIA 64471 METALIC 175 WATTS HDI E39 CLEAR REF: WLMON-4 | 2 | F1CBN7 | CLASS C
64813 | SOLENOID SAUTER 064813 DC 98.72957/1 TYPE 0.5.480.520 ID 100758 | 1 | F4CBN4 | CLASS C
70957 | SWITCH EUCHNER 070957 SAFETY LIMIT TYPE TZ2RE024SR11 24 VAC/DC HEAD ON RIGHT (TRI) MACH NAME HELLER S/N 51-44458 BT 606113 MDL FST | 2 | F3CBN2 | CLASS C
73045 | SENSOR, PROXIMITY - MFG: BANNER ENGR PN: 73045 TYPE: LASER DIFFUSE MODEL NUM: QS18VP6LDQ8 SENSG DIST: 300.00 MM CONN TYPE: 4-PIN INTEGRAL EURO-STYLE CONNECTOR VOLT RTG: 10-30 VLT DC | 4 | F4CEN6 | CLASS B
75671 | INDICATOR - MFG: BANNER ENGR PN: 75671 TYPE: SERVICE STYLE: EZ- LIGHT COLOR: 3 COLOR- GREEN/RED/YELLOW VOLT RTG: 18 - 30 VLT DC DESC: MODEL: K50LGRYPQ | 1 | F2CCN4 | CLASS C
76092 | SENSOR BANNER ENGINEERING 76092 WORLD-BEAM QS30 EXPERT DIFFUSE, RANQUE: HIGH SPEED MODE: 1 100MM, NORMAL: 1400MM, INPUT 10-30VDC OUTPUT BIPOLAR NPN/PNP MODEL QS30EDVQ | 1 | F4CFN6 | NO CONSIGNA
77883 | ***ITEM DUPLICATE CODE USE THIS: K80L4GRYB1PQ DESC: LIGHT, INDICATING - MFG: BANNER ENGR PN: K80L4GRYB1PQ TYPE: SEGMENTED STYLE: EZ-LIGHT K80 SERIES COLOR: GREEN, RED, YELLOW, BLUE VOLT RTG / TYPE: 18-30 VOLTS DC*** | 8 | F2CCN4 | CLASS C
78656 | INDICATOR - MFG: BANNER ENGR PN: 78656 TYPE: VISUAL STYLE: BARREL MOUNT, 1-COLOR COLOR: GREEN VOLT RTG: 10-30 VLT DC DESC: MODEL NUMBER: M18GXXPQ | 5 | F4CEN6 | CLASS C
79430 | LIGHT BANNER SALK-K80L4 QUADRANT LABELS, STD 4-QUADRANT TRANSPARENT LABEL | 1 | F2CCN3 | CLASS C
81538 | CABLE BANNER ENGINEERING 81538 EURO-STYLE QUICK DISCONNECT OPEN SHIELD CABLE 8PIN, STRAIGHT CONN. 15M (50FT) IN LENGTH CHROME PLATED BRASS COUPLING NUT MODEL MDQC2S-850 | 1 | F2CCN7 | CLASS C
82497 | LAMP OSRAM 83991 DULUX EL MICRO TWIST 20 W/865 (T2) PREMIUM LINE, HRS OF LIFE 12,000, LUMENS 1,280, 120V, 115MM LONG, DIAM 50MM SAME AS: TECNOLITE P/N: HEL-20W/65 (REF: OLD P/N 82497) | 22 | F4CCN6 | CLASS A
84016 | CONTACT LEVITON 84016 STEEL CASING DUPLEX NEW # MUL97102 | 2 | F4CAN3 | NO CONSIGNA
85569 | SWITCH EUCHNER 085569 SAFETY LIMIT TYPE TZ1LE024BHAVFG-RC1971 24 VAC/DC WITH HEAD ON LEFT AND MR12 PLUG CONNECTOR | 1 | F3CBN2 | CLASS C
86014 | PLATE LEVITON 86014 BLANK BOX MOUNT | 7 | F4CAN3 | CLASS C
100139 | SWITCH EUCHNER 100139 INTERLOCK SAFETY SWITCH, TP3-4141A024MC2184 | 1 | F3CBN2 | CLASS B
110103 | SWITCH, SAFETY - MFG: EUCHNER USA PN: 110103 TYPE: RFID LOCKING STYLE: NON-CONTACT MODEL NUM: CET3-AR-CRA-AH-50X-SH-110103 SOLND VOLT RTG: 24 VLT DC CONN TYPE: RC18 DESC: HOUSING SHAPE: SINGLE SLIDE, TYPE: UNICODE | 2 | F3CBN2 | CLASS C
110613 | LOCK - MFG: EUCHNER USA PN: 110613 TYPE: SAFETY STYLE: GUARD LOCKING BY SPRING FORCE DESC: MODEL: MGB-L1H-ARA-R-110613, WITH 3 CONTROLS, REF: INCLUDES 110792 SWITCH MODULE AND 100464 HANDLE MODULE | 1 | F3CCN7 | CLASS C
150857 | SENSOR FESTO 150857 PROXIMITY SENSOR FOR SLOT 8, MODEL No. SM-8-S-LED-24, PLUG M8, 3PIN CABLE .3M, 24 V DC OR 230 V AC | 6 | F3CBN3 | CLASS A
173210 | SENSOR, PROXIMITY - MFG: FESTO PN: 173210 TYPE: MAGNETIC PRDCT NUM: SME-10-KL-LED-24 CONN TYPE: CABLE 3-CORE DESC: SWITCHING FREQUENCY 0.5 KHZ | 2 | F3CBN3 | CLASS C
221603 | CABLE OLFLEX WIRE 221603 3 CONDUCTOR CABLE / # 16AWG REF: UOM 1 PCS = 50MTS | 1 | AREA DE RECIBO | CLASS C
277268 | CONTACTOR EATON ELECTRIC DILM32-10(230V50/60HZ) SMALL CONT-3P-AC OPER FVNR STYLE NO: 277268 | 1 | F3CBN6 | CLASS C
277377 | CONTACTOR MOELLER 277377 AUXILIARY CONTACT MODULE TYPE DILM32-XHI22, 2 N/O, 2 N/C (DILM7 TO DILM38), SCREW TERM | 5 | F3CBN6 | NO CONSIGNA
301032 | SENSOR, PROXIMITY - MFG: SCHUNK INTEC PN: 0301032 TYPE: MAGNETIC MODEL NUM: MMS 22-S-M8-PNP CONN TYPE: M8 PIN QTY: 3 VOLT RTG: 24 VLT DC CURR RTG: 0.005 AMP PRTCT: IP67 WIRE QTY: 3 CBL LEN: 30.00 CM | 2 | F3CBN3 | CLASS C
301768 | WIRE IUSA 301768 HEAVY DUTY WIRE SJT 4X12 | 115 | AREA DE RECIBO | CLASS A
411321 | SWITCH THORESON-MCCOSH 411321 GENERAL CHARACTERISTICS ITEM DESCRIPTION: COMPLETE SWITCH ASSEMBLY REF: IDEC P/N ASW300-2 | 1 | F4CDN4 | CLASS C
411828 | PROBE THORESON-MCCOSH 411828 TYPE: THERMISTOR GENERAL CHARACTERISTICS ITEM DESCRIPTION: 15 CURVE, 5.00 INCH TUBE | 2 | F3CBN3 | CLASS C
425883 | SOLENOID, ELECTRICAL - MFG: DUPLOMATIC AUTO PN: 0425883 TYPE: INDEXING VOLT RTG / TYPE: COIL: 24 VLT DC | 2 | F4CBN4 | CLASS C
512305 | LAMP MITUTOYO/MTI 512305 HALOGEN FOR COMPARATOR 24 V, 150 W ( SAME AS OSRAM PN : HLX64640 ) | 1 | F4CCN6 | CLASS A
661246 | ENCODER DUPLOMATIC 0661246 12 POSITION USED ON TURRET BSA-12/30 220/60 MACH NAME SMS S/N 79329, 79330 BT 606127, 606128 MDL ACCU-CELL 300-1 REF: CTA1220R03 (QDI EUCHNER,MODEL PWE0012BRG053135, ID NR 053135, SER NR CO.0099) REF: 92010191 | 1 | F4CBN4 | CLASS C
661254 | SWITCH DUPLOMATIC 0661254 PROXIMITY MDL NO BSA 200/20 (TRI) INDEXING AND LOCKING USED ON TURRET BSA200-12/30 220/60 "NEW NUMBER IS 119417, SAME AS BALLUF BES-516-369-GE3X03" NEW REPLACEMENT BALLUF P/N: BES 516-369-G-SA9-PU-02,5 | 1 | F4CEN4 | CLASS C
750134 | RELAY, SAFETY- MFG:PILZ AUTO SAF TYPE:E-STOP MODEL NUM:PNOZ S4 VOLT RTG / TYPE:48-240 VLT AC/DC CNTCT CNFIG:3 NORMALLY OPEN, 1 NORMALLY CLOSE TERMNL TYPE:PLUG-IN, SCREW TERMINAL DESC:SAFETY GATES, LIGHT GRIDS | 1 | F4CCN2 | CLASS C
750330 | RELAY, SAFETY - MFG: PILZ AUTO SAF PN: 750330 TYPE: SPEED MONITOR MODEL NUM: PNOZ SIGMA S30 SUPPLY VOLT: 24-240 VLT AC/DC CNTCT CNFIG: 2 N.O., 2 N.C. CONN TYPE: PLUG-IN TERMNL TYPE: SCREW | 1 | F4CCN3 | CLASS C
777601 | MODULE PILZ 777601 SAFETY TIME RELAY MODULE TYPE: PNOZ XV1P 24VDC 2NO SAFE 1 NC/O T 3 SECOND DELAY, SCREW TERMINALS. | 3 | F4CCN3 | CLASS C
902240 | SWITCH BALLUFF BNS00EY LIMIT SWITCH 3 PLUNGER SPACING CHISEL TYPE 12 MM BNS 819-D03-R12-100-10-FD REF. SUPPLIER GUDEL 902240 | 1 | F4CEN4 | CLASS C
978610 | ACTUATOR- MFG: EUCHNER USA PN: 0978610 TYPE: SWITCH STYLE: STRAIGHT MODEL NUM: S-G-SN-C2115 DESC: WITHOUT RUBBER BUSH, STANDARD SIZE, 2 SCREWS | 8 | F3CCN5 | CLASS B
1040764 | SENSOR, PROXIMITY - MFG: SICK OPTIC PN: 1040764 TYPE: INDUCTIVE STYLE: CYLINDRICAL THREADED HOUSING MODEL NUM: IME12-04BPSZC0S SZ: M12 | 14 | F4CDN7 | CLASS A
1066700 | SCANNER HONEYWELL 1911IER-3USB-5 KIT SCANNER HONEYWELLGRANIT WITHOUT CABLE RS232 ( REF, OLD PN 1066700 ) | 1 | F4CCN1 | CLASS C
1507777 | CONNECTOR PHOENIX CONTACT 1507777 STRAIGHT FEMALE, SHIELDED BUS CONNECTOR, B-CODED, TYPE SACC-M12FSB-5CON-PG9 SH AU | 6 | F4CCN5 | CLASS C
1669628 | CABLE PHOENIX CONTACT 1669628 SENSOR MODEL NO. SAC-3P- 5,0-PUR M 8FS END CONNECTOR TYPE M8 FEMALE SOCKET FREE CONDUCTOR,PIN QUANTITY 3 | 1 | F2CBN5 | NO CONSIGNA
1671137 | CONNECTOR PHOENIX CONTACT 1671137 VALVE CONNECTOR, 3-POS., TYPE A, 1 LED, WITH PROTECTIVE CIRCUIT, SCREW CONNECTION, CABLE SCREW CONNECTION PG9, TYPE: SACC-V-3CON-PG9/A-1L-S | 1 | F4CCN5 | NO CONSIGNA
2798844 | SUPPRESSOR, SURGE - MFG: PHOENIX CONTACT PN: 2798844 TYPE: VAL-MS230ST STYLE: TYPE 2 VOLT RTG: 230 VLT AC MNTG TYPE: ON BASE ELEMENT PRTCT RTG: IP20 DESC: HIGH CAPACITY VARISTOR, VISUAL FAULT WARNING, THERMAL MONITORING, FOR | 2 | F4CCN4 | CLASS C
2807609 | SUPPRESSOR, SURGE- MFG: PHOENIX CONTACT PN: 2807609 TYPE: VAL-MS 500 ST STYLE: TYPE 2 VOLT RTG: 500 VLT AC DESC: HIGH CAPACITY VARISTOR, FOR VAL-MS BASE ELEMENT, THERMAL MONITORING, VISUAL FAULT WARNING | 30 | F3CBN4 | CLASS B
2832771 | SWITCH PHOENIX 2832771 ETHERNET SWITCH, 8 PORT RJ45 FORMAT, AUTOMATIC DETECTION OF DATAT TRANSMITION RATE OF 10 TO 100 MB, AUTOCROSSING FUNCTION, MODEL FLSWITCHSF8TX | 1 | F4CBN7 | CLASS C
2859602 | PLUG, ELECTRICAL- MFG:PHOENIX CONTACT TYPE:SURGE PROTECTION MODEL NUM:VAL-CP-350-ST DESC:TYPE 2, FOR VAL-CP SURGE ARRESTER | 2 | F4CCN4 | NO CONSIGNA
2961192 | PLUG PHOENIX CONTACT 2961192 PLUG IN CONTACT 24 VDC RATE 8 A 8 PIN REL-MR- 24DC/21-21 | 1 | F4CCN4 | CLASS C
6009724 | CURTAIN SICK OPTIC XC40P-0903A0A0AAA0 LIGHT RECEIVER MDL NO FGSE 750-211 (OLD P/N 6009724 & 1012784 ) (DGI) REF: NEWCOR NO1315 (TRI) MACH NAME NEWCOR S/N 9722 BT 609000 MDL TUBE PRESS | 1 | AREA DE RECIBO | CLASS C
6009724 | CURTAIN SICK OPTIC XC40P-0903A0A0AAA0 LIGHT RECEIVER MDL NO FGSE 750-211 (OLD P/N 6009724 & 1012784 ) (DGI) REF: NEWCOR NO1315 (TRI) MACH NAME NEWCOR S/N 9722 BT 609000 MDL TUBE PRESS | 1 | F2CBN5 | CLASS C
6024894 | RELAY, SAFETY - MFG: SICK OPTIC PN: 1085345 TYPE: MONITORING AND ANALYSIS OF SENSORS MODEL NUM: RLY3-EMSS100 VOLT RTG / TYPE: 24 VLT AC/DC CONN TYPE: PLUG-IN TERMINAL ( REF OLD PN 6024894, MODEL UE43-2MF3D2 ) | 1 | F3CAN7 | CLASS C
6029215 | CABLE SICK OPTIC CABLE ASSEMBLY - CABLE TYPE: CONNECTION END CONNECTOR TYPE: M12 X 5 SOCKET END 1, OPEN END 2 LENGTH: 15.00 METERS | 1 | F1CBN5 | CLASS C
11295325 | MODULE BOSCH REXROTH 11295325 POWER 1 AXIS 35/54A MODEL HMS01.1N-W0054-A-07-NNNN | 1 | AREA DE RECIBO | CLASS C
11296708 | CABLE BOSCH REXROTH 11296708 INTERFACE CABLE LENGTH 2M. TYPE CODE: IKB0041 | 2 | F2CBN5 | CLASS C
72700155 | SWITCH FROMMELT 72700155 ADAM SWITCH | 1 | F4CCN4 | CLASS C
318034001 | BATTERY INTERMEC 318034991 BATTERY, EXTENDED CK3 ROHS REF: OBSOLETE P/N: 318034001 | 5 | F1CCN3 | CLASS C
608830171 | CABLE - MFG: BOSCH REX PN: 0608830171 TYPE: CONNECTOR STYLE: TRANSDUCER SPINDLE MODEL NUM: ML036 | 2 | F2CBN5 | CLASS C
608830223 | CABLE BOSCH REXROTH 0608830223 REF: 4725-E70 SIZE 5 MEASURING TRANSDUCER CABLE CODE ML061 | 1 | F2CBN5 | CLASS C
652166001 | SENSOR OMRON EE-SX 671 SENSOR L-SHAPED APPEARANCE WITH SLOT , SENSING DISTANCE 5 MM , NON MODULATED LIGHT , NPN TRANSISTOR OUTPUT REF: YAMAZEN P/N: 652166001 | 7 | F3CBN3 | CLASS C
900002031 | CABLE HIRSCHMANN 900002031 ETHERNET CABLE - RJ45 TO RJ45 CAT5E, STRANDED. UNSHIELDED, 10 METER,TPE JACKET, 0.242" O.D. (REF: J424TPESTJT10-0M) | 2 | F4CDN7 | CLASS C
900002034 | CABLE HIRSCHMANN 900002034 ETHERNET CABLE - RJ45 TO RJ45 CAT5E, STRANDED. UNSHIELDED, 20 METER,TPE JACKET, 0.242" O.D. (REF: J424TPESTJT20.0M) | 2 | F4CEN7 | CLASS C
5400715025 | TAPE, ELECTRICAL - MFG: 3M PN: 054007-15025-1 TRD NAME: SCOTCH COLOR: BLACK WD: 19.00 MM LEN: 9.15 M MATL: RUBBER | 20 | F1CCN5 | CLASS A
6062610018 | SWITCH BERNSTEIN 606.2610.018 F2-U1ZY/U1ZY UN F2- DOUBLE PEDAL FOOTSWITCH CONTACT CONFIGURATION: 1 NC 1 NO BOTH PEDALS, SINGLE OR TWO STAGE OPERATION IP65 (REF. OERLIKON P/N 286962A) (REF. F2-U1Y/U1Y UN) | 1 | AREA DE RECIBO | CLASS B
8981001826 | MOTOR REXROTH 8981001829 , MOTOR, 220, 380, 415/50, 480/60 NORTH AMERICAN EQUIVALENT FOR P/N 3842532421 ( REF. OLD PN 8981001826 ) | 1 | AREA DE RECIBO | CLASS C
9150006105 | CONTACT - MFG: HARTING NORTH AMERICA PN: 09150006105 TYPE: MALE CRIMP DESC: CONDUCTOR CROSS SECTION: 0.75 SQUARE MILLIMETER, CABLE AWG: AWG 18, STRIPPING LENGTH: 8.0 MILLIMETER | 1 | F4CBN5 | CLASS C
9300240520 | CONNECTOR HARTING 09 30 024 0520 SIDE ENTRY HOOD, SIZE 24B, METAL | 19 | F4CBN2 | CLASS C
19300100447 | HOOD HARTING 19300100447 HOOD - HAN B, SIZE 10B, SINGLE LEVER, HIGH CONSTRUCTION, TOP ENTRY, (1) M32 FEMALE THREAD | 1 | F4CBN5 | CLASS C
0016-0463 | HORN FED SIGNAL 350-120-30 120 AC STEEL.REF: TREND PART NUMBER FED35012030 | 1 | F3CAN6 | CLASS C
003A30 | ASSEMBLY PCB PIEZOTRONIC 003A30 CABLE LOW NOISE 30' LONG 30 FETT 10-32 PLUG CONECTOR AT EACH END | 1 | F2CBN5 | CLASS C
003A50 | CABLE PCB 003A50 EPSILON LOW NOISE, 50 FT (OLD NUMBER: 003EJ050EJ) (AAM DRAWING REF: 700206-BAL-E-336) | 7 | AREA DE RECIBO | CLASS C
0057-0775 | BATTERY DISC TYPE EVEREADY A76BP ALKALINE 1.50 VOLT | 57 | F3CAN4 | CLASS A
0057-1016 | BATTERY TADIRAN ELECTRN TL-2150/C CONECTOR PLC 3.6 V 1/2AA LITHIUM, MAXIMUM RECOMMENDED CONTINUOUS CURRENT 50 MA, MAXIMUM PULSE CURRENT CAPABILITY 100 MA | 25 | F3CAN2 | CLASS B
0057-1240 | BATTERY MFG: TADIRAN ELECTRN , PN : TL-5903 15510421000 3.60 V SIZE AA LITHIUM (TFI) REF: GENERAL ELEC TL-5104/S (REF.: OLD PN: TL-2100) | 26 | F3CAN2 | CLASS A
0076-4907 | BLOCK BANNER 25545 ENGR RPBA POWER 120VAC REF. AFC PART 25545 ( REF. OLD PART NO. 24335 ) | 2 | F4CEN6 | CLASS C
0092-1093 | CONDULET CROUSE-HINDS FS-2 .750 IN HUB SIZE STYLE FS FERALOY 1-END | 4 | F4CBN3 | CLASS A
0092-1113 | CONDULET CROUSE-HINDS FSC2 .750 IN HUB SIZE STYLE FSC FERALOY 2-ENDS | 20 | F4CBN3 | CLASS B
0119-3765 | CABLE BELDEN 9463-0011000 TWINAXIAL TYPE 2 COND AWG NO 20 7X28 STRAND SHIELDED PVC JACKET UNREELED, PUTUP 1,000 FT (REF. ROL= 1000 FT) | 230 | AREA DE RECIBO | CLASS C
0119-4213 | CABLE BANNER ENGR BF23S FIBER OPTIC 3.00 FT LG MODEL BF23S | 2 | F2CCN3 | CLASS C
0119-A7KY | CABLE LUMBERG RKWT/LEDA4/3-90/5M EQUIVELANT TO AND REPLACED BY RKWT/LEDA4/3-224/5M L34778 (TRI) MACH NAME CARGILL M229 BT 600936 DEPT 63 | 15 | F2CAN2 | CLASS B
0119-ACMX | CABLE MADISON ELEC IADHS5A025UT EMS SERIES ANTENNA HS500XA W/ 6 PIN METAL CIRCULAR CONNECTOR & UNTERMINATED 25 FT CABLE (TRI) MACH NAME ABB S/N G847010 BT 606158 MDL 11.5 IN 3RD MEM ASSY | 3 | RACKN1 | CLASS C
0201-1471 | COMPOUND BOSTIK NEVER-SEEZ BNRG12AC12 REGULARD GRADE ANTI-SEIZE & LUBRICATING COMPOUND NSA-16 LIQUID FORM 16 OZ AEROSOL CAN | 24 | F3CCN7 | CLASS C
0205-0064 | CONDULET CROUSE-HINDS LB27 .750 IN HUB SIZE STYLE LB FERALOY 1-END & BACK | 10 | F4CBN3 | CLASS A
0205-0074 | CONDULET CROUSE-HINDS T27 .750 IN HUB SIZE STYLE T FERALOY 2-ENDS & 1-SIDE | 1 | F4CBN3 | CLASS B
02-201500-0144 | TAPE - MFG: ULINE PN: S-10530BL TYPE: FOAM STYLE: DOUBLE-SIDED LEN: 36.00 YD WD: 0.75 IN THK: 0.0625 IN COLOR: BLACK | 4 | AREA DE RECIBO | NO CONSIGNA
02-201500-1003 | TAPE, MFG: ESUN, PN: PL175021 SOLID COLOR 1.75 MM PLA PLASTIC BLACK 1 KG | 2 | F1CCN7 | CLASS A
02-201500-3438 | TAPE, INSULATION MFG: SHURTAPE PN: EV057B 19MM X 20 MTS | 237 | F1CCN5 | NO CONSIGNA
0227-0526 | COVER APPLETON ELEC 2510 ELECTRICAL HANDY BOX 2.125 X 4.000 RAISED F/DUPLEX RECEPTACLE | 8 | F4CAN5 | CLASS A
029-199 | TRANSFORMER KELLY CO 061-519 CONTROL 208 V / 230 / 460 / 575 V ( REF. OLD P/N 029-199 ) | 1 | F4CBN4 | NO CONSIGNA
0365-0012 | FUSE, TIME DELAY - MFG: BUSS COOPER IND PN: FRN-R-5 STYLE: DUAL ELEMENT TRD NAME: FUSETRON CURR RTG: 5.0 AMP VOLT RTG: 250/125 VLT AC/DC CLASS: RK5 | 2 | F4CFN6 | CLASS C
0365-0072 | FUSE BUSSMANN FNM-8 8.0 AMPS 250 VOLT REF: FERRAZ SHAWMUT TRM8 | 12 | F4CDN5 | CLASS C
0365-0162 | FUSE BUSSMANN FNA003 3.000 AMPS 125 VOLT REF: FERRAZ SHAWMUT GFN3 | 10 | F4CDN5 | CLASS C
0365-0167 | FUSE BUSSMANN FNA010 10.000 AMPS 125 VOLTS (TRI) MACH NAME CARGILL M229 BT 600936 DEPT 63 REF FERRAZ GFN10 | 16 | F4CDN5 | CLASS C
0365-0187 | FUSE BUSSMANN AGC010 GOULD 10.000 AMPS 250 VOLT REF: FERRAZ SHAWMUT GGC10 | 20 | F4CDN5 | NO CONSIGNA
0365-0223 | FUSE BUSSMANN FRS-R 125 125.000 AMPS 600 VOLT, SHAWMUT #TRS125R | 3 | F4CFN1 | CLASS C
0365-0444 | FUSE BUSSMANN FRNR003 3.000 AMPS 250 VOLT REF: FERRAZ SHAWMUT TR3R | 29 | F4CFN6 | CLASS C
0365-1334 | FUSE, TIME DELAY - MFG: MERSEN PN: ATQ2 CURR RTG: 2.0 AMP VOLT RTG: 500 VLT AC SZ: 10.00 X 38.00 MILLIMETER | 18 | F4CDN5 | NO CONSIGNA
0365-1365 | FUSE BUSSMANN FRN-R 30 30.000 AMPS 250 VOLT REF: FERRAZ SHAWMUT TR30R | 27 | F4CFN6 | CLASS C
0365-1395 | FUSE, TIME DELAY - MFG: BUSS COOPER IND PN: FRS-R-70 STYLE: DUAL ELEMENT TRD NAME: FUSETRON CURR RTG: 70.00 AMP VOLT RTG: 600/300 VLT AC/DC CLASS: RK5 | 5 | F4CFN1 | NO CONSIGNA
0365-1576 | FUSE BUSSMANN LPJ 400-SP FERRAZ ABSA AJT400 400.000 AMPS 600 VOLT | 6 | F4CFN3 | CLASS C
0365-2027 | FUSE BUSSMANN ATC-25 FUSE TYPE BLADE 25 AMPS 32 VOLT (REF. EQUIV. LITTLEFUSE P/N ATO25) | 10 | F4CDN5 | CLASS C
0365-3828 | FUSE BUSSMANN FRS-R 45 45.000 AMPS 600 VOLT. REF: TRS45R SHAWMUT | 20 | F4CFN2 | CLASS C
0365-67ML | FUSE, TIME DELAY - MFG: BUSS COOPER IND PN: LPJ-7SP TYPE: LOW-PEAK STYLE: DUAL ELEMENT CURR RTG: 7.0 AMP VOLT RTG: 600/300 VLT AC/DC CLASS: J | 7 | F4CFN5 | CLASS B
0365-6877 | FUSE, ELECTRICAL - MFG: FANUC ROB PN: A60L-0001-0290#LM32 TYPE: BLACK RECTANGULAR CURR RTG: 3.2 AMP COLOR: BLACK DESC: 2PRG, LM32, REF: XGMF-09882 | 13 | F4CCN3 | CLASS C
0365-68CW | FUSE BUSSMANN FNQ-R-20 20.000 AMPS 600 VOLT. REF: ATQR20 SHAWMUT | 15 | F4CDN5 | CLASS B
0455-3573 | KEY TELEMECANIQUE ZCK-Y071 STRAIGHT ACTUATING (TRI) MACH NAME CARGILL M229 SD 600936 DEPT 63 | 1 | F3CCN5 | CLASS C
0455-3803 | KEY TELEMECANIQUE ZCK-Y091 ADJUSTABLE ACTUATING F/ SAFETY INTERLOCK SWITCH REF: NEWCOR NO1354 (TRI) MACH NAME NEWCOR S/N 9723 BT 608997 MDL SLUG WELDER | 5 | F3CCN5 | CLASS C
0466-0222 | LAMP SYLVANIA MINIATURE TYPE IND STD NO 757 28 VOLT CLEAR MINIATURE BAYONET BASE BULB TYPE T-3.250 .080 AMPS | 5 | F4CCN6 | CLASS C
0479-0081 | LEVER SQUARE D 9007 MA-11 LIMIT SWITCH SUBSTITUTE P/N 9007MA11 SD | 4 | F3CCN5 | CLASS B
04917-102 | SWITCH REES 04917-102 PUSHBUTTON OPERATOR PALM BUTTON TYPE 2 NO 2 NC CONTACTS RED | 1 | F4CBN4 | NO CONSIGNA
0496302A05 | MODULE DUPLOMATIC 0496302A05 CARD DUPLOMATIC 0496302A05 MODEL DDC4-30-230/20 SOFTWARE DSP 230 VER 2.4 | 1 | F1CDN1 | CLASS C
059 440 | SWITCH EUCHNER 059 440 SAFETY HINGED ACUTATOR P-LR ROTATING OPERATION FOR SERIES NP/TP | 5 | F3CCN5 | NO CONSIGNA
0611-5430 | CONNECTOR AMPHENOL MS3106A-14S-6S CONNECTOR (REF. NEEDS CLAMP P/N 97-3057-1007) | 3 | F4CCN5 | CLASS C
06340G2 | CONNECTOR ENERSYS 06340G2, SBX 350 CONNECTOR 3/0 GRAY W/AUX | 2 | F4CDN2 | CLASS C
0658-66AJ | RELAY TELEMECANIQUE LRD06 OVERLOAD TYPE OBSOLETE P/N LR2D1306 REPLACEMENT P/N LRD06 | 3 | F3CCN2 | CLASS C
0658-678T | RELAY SCIENTIFIC TECH (S.T.I.) 45173 CONTROL TYPE (TRI) 10 V 150 OHM 2 FORCE C CONTACTS DEPT 50 NOTE: PER VALLIE SOUCARTY AT KENDALL ELECTRIC , PUT ON CONSIGNMENT | 4 | F4CCN5 | CLASS C
0658-67VA | RELAY OMRON ELECT MY4N 110/120VAC GENERAL PURPOSE TYPE STANDARD WITH LED INDICATOR CONTACT FORM 4PDT RATED VOLTAGE AC 110/120 V | 2 | F4CCN4 | CLASS C
0821-4662 | SWITCH ARROW-HART 80602-CA TOGGLE 20 AMP 250 VOLT DP-ST CONTACTS | 2 | F4CAN5 | CLASS C
0821-M218 | SWITCH BALLUFF BNS-819-100-K-11 LIMIT 5 AMPS 250 V 1 NO 1 NC CONTACTS. REF.: OLD PART NUMBER BNS-519-100-K-11 | 2 | F4CEN4 | CLASS C
0821-N356 | SWITCH TURCK BI5-M18-AP6X-H1141 PROXIMITY 10/30 DC VOLTS 3 WIRE EUROFAST 18 MM BARREL DIAMETER, 5 MM SENSING DISTANCE NORMALLY OPEN PNP SAME AS 872C-DH5NP18-D4 | 2 | F4CEN3 | CLASS C
0821-P0G9 | SWITCH TURCK BI10T-Q34-LU-H1141/S317 PROXIMITY SWITCH OPERATING VOLTAGE 15-30 VDC IDENTIFICATION # M1534301REF: REPLACES BI10T-Q34-LIU-H1141 | 3 | F4CEN3 | CLASS C
0821-P1M7 | SWITCH SQUARE D 9007 C54B2 ROTATING CAM 2 CAM(S) (REPLACES D 9007 B54B2) | 10 | F4CAN6 | CLASS B
0821-P2KM | SWITCH IFM EFECTOR IF5647 INDUCTIVE DETECTOR IFA2004FRKG/US100IRF PROXIMITY 10/55 DC VOLTS 12.000 MM DIA, METAL THREAD, M12X1 (REF. OBSOLETE P.N. IF5762) | 5 | F4CEN2 | CLASS C
0821-P4CY | SWITCH TURCK NI4-G12-AZ33X-B3131 PROXIMITY 35/250 VOLTS 2 WIRE 12MM BARREL DIA 4MM OPERATING DISTANCE NO W/ 3 PIN MICROFAST QD CONNECTOR SAME AS 872C-A4N12-R3 | 3 | F4CEN3 | CLASS C
0821-P4GR | SENSOR, PROXIMITY - MFG: IFM EFEC PN: IF0312 TYPE: INDUCTIVE STYLE: QUICK DISCONNECT MODEL NUM: IFK2007-AROA/SL/LS-100AK RT SENSG DIST: 7.0 MM THD TYPE: M12 X 1 VOLT RTG: 20-140/10-140 VLT AC/DC CURR RTG: 200.00 MILLIAMP | 13 | F4CEN2 | CLASS A
0821-P546 | SWITCH IFM EFECTOR PN7370 PRESSURE RANGE 250-5000 PSI NEMA 3,4,6,12,13 150-4900 PSI 14000 PSI MAX PRESS (REF OLD PN PB5320, PN7300 ) | 1 | F4CEN1 | CLASS C
0821-P5GY | SWITCH IFM EFECTOR IG5841 (IGK3012BPKG/US100DPS) PROXIMITY 10/36 DC VOLTS REF MD-000507,21 | 6 | F4CEN2 | CLASS B
0837-0823 | TAPE, VINYL - MFG: 3M PN: 054007-06132-8 ELECTRICAL BRAND: SCOTCH SUPER 33+ BLACK LEN: 66.00 FOOT WD: 0.375 IN MATL: PVC TEMP RANG: 220 DEGREE FAHRENHEIT ( REF EQUIVALENT TO SHURTAPE PN: 200782 ) | 49 | F1CCN5 | CLASS A
0844-0516 | TERMINAL PANDUIT PV10-14R-L CABLE & WIRE RING TONGUE TYPE VINYL INSULATED STYLE .2500 IN END SIZE 12 TO 10 WIRE SIZE (REF. 1 PCS IS EQUIVALENT TO 1 PKG WITH 50 PCS) | 1 | F1CDN4 | NO CONSIGNA
0844-1044 | TERMINAL PANDUIT PV2-38R-XY CABLE & WIRE RING TONGUE TYPE VINYL INSULATED STYLE .3750 IN END SIZE #2 WIRE SIZE | 30 | F1CDN4 | CLASS B
09 15 000 6102 | CONTACT - MFG: HARTING NORTH AMERICA PN: 09 15 000 6102 TYPE: CRIMP STYLE: MALE DESC: 10 AMP, AWG: 18, COPPER ALLOY | 50 | F4CCN3 | NO CONSIGNA
09 33 024 2601 | CONNECTOR, ELECTRICAL - MFG: HARTING NORTH AMERICA PN: 09330242601 STYLE: SCREW TERMINAL MODEL NUM: HAN E VOLT RTG / TYPE: 500 VLT PIN QTY: 24 END TYPE: MALE | 3 | F4CBN5 | NO CONSIGNA
0917-0319 | WIRE THHN-THWN WIRE TYPE SIZE NO 12 19 STRANDS WHITE 500 FT/300 M SPOOL INDIANA / VIAKON | 500.3328 | RACKN2 | CLASS B
0917-0372 | WIRE THHN-THWN WIRE TYPE SIZE NO 12 19 STRANDS RED 500 FT SPOOL INDIANA / VIAKON | 0.0256 | RACK2 | CLASS C
0917-0528 | WIRE THHN-THWN WIRE TYPE SIZE NO 12 19 STRANDS GREEN 500 FT SPOOL | 300.2365 | RACKN3 | CLASS B
09-20-003-2611 | CONNECTOR HARTING 09-20-003-2611 HAN3A-M 3 PIN + PE MALE CONNECTOR | 1 | F4CBN5 | NO CONSIGNA
09-31-006-2601 | INSERT HARTING 09 31 006 2601 6 PIN MALE INSERT | 15 | F4CBN5 | CLASS B
09-31-006-2701 | INSERT HARTING 09 31 006 2701 6 PIN FEMALE INSERT | 1 | F4CBN5 | CLASS C
0985-656-104/10M | CABLE LUMBERG 0985-656-104/10M ETHERMATE - INDUSTRIAL ETHERNET, DOUBLE-ENDED CORD SET, HIGH-FLEX, M12 FEMALE RECEPTACLE TO RJ45 MALE, 4-PAIR, 24 AWG, PVC CABLE, STRANDED/SHIELDED, WITH TEAL JACKET. | 5 | F1CDN2 | CLASS C
0GP701 | SENSOR IFM EFFECTOR 0GP701 PHOTO SENSOR TYPE REFLEX SYSTEM M18 X 1 THREADED PLUG AND SOCKET | 3 | F4CEN2 | NO CONSIGNA
10-1007-04 | THERMAL MCLEAN MIDWEST 10-1007-04 THERMAL CUT-OUT, THERMAL OVERLOAD SWITCH 115 VOLTS, 8000 BTU, FOR M-52 | 1 | F1CBN5 | CLASS C
10-1007-44 | THERMAL MCLEAN MIDWEST 10-1007-44 THERMAL CUT-OUT, THERMAL OVERLOAD SWITCH 115 VOLTS, 2200 BTU, FOR M-28 | 1 | F1CBN4 | CLASS C
10-1007-45 | COMPRESSOR MCLEAN MIDWEST 10-1007-45 THERMAL CUT-OUT, THERMAL OVERLOAD SWITCHMDL M28 115V | 3 | F1CBN4 | CLASS C
10-1007-67 | THERMAL MCLEAN MIDWEST 10-1007-67 THERMAL CUT-OUT, THERMAL OVERLOAD SWITCH 115 VOLTS, 800 BTU FOR T15 | 1 | F1CBN4 | CLASS C
10-1016-12 | COMPRESSOR MCLEAN MIDWEST 10-1016-12 115 VOLTS COMPRESSOR, (ATERNATE P/N AK111AT-004-A4, AK111AT004A4) | 1 | AREA DE RECIBO | NO CONSIGNA
10-1028-05 | RELAY MCLEAN MIDWEST 10-1028-05 COMPRESSOR RELAY, TO 115 VOLTS, 2200 BTU, FOR M-28, AND USED WITH AE510AT, AE151AL COMPRESSORS | 1 | F1CBN4 | CLASS C
10-1028-07 | RELAY MCLEAN MIDWEST 10-1028-07 COMPRESSOR RELAY 230 VOLTS, 1800 BTU, FOR M-17 | 4 | F1CBN4 | NO CONSIGNA
10-1028-14 | RELAY MCLEAN MIDWEST 10-1028-14 COMPRESSOR START RELAY 150-91275, USED IN CR29-0416-G0ST, CR29-0416-G0XX, 115 VOLTS 4000 BTU, FOR M-28 | 3 | F1CBN4 | CLASS C
10-1028-15 | RELAY MCLEAN MIDWEST 10-1028-15 COMPRESSOR START RELAY, TO 230 VOLTS, 4000 BTU, FOR M-28 | 2 | F1CBN4 | NO CONSIGNA
10-1032-14 | CAPACITOR MCLEAN MIDWEST 10-1032-14 COMPRESSOR CAPACITOR UPC-EDP NUMBER 20691, TO 230 VOLTS, 4000 BTU, FOR M-28 | 2 | F1CBN4 | NO CONSIGNA
10-1061-02 | THERMOSTAT MCLEAN 10-1061-02SP MCLEAN, HOFFMAN 10-1061-02 THERMOSTAT | 2 | F1CBN4 | CLASS B
10-211711-1039 | SCANNER, TOOL MFG: BK MIKRO PN: TK8A 24 VDC M12 X 1 8 PIN DESC: FOR BROKEN TOOL DETECTION | 1 | F3CAN6 | CLASS C
1-023-992 | PHOTOCELL SICK 1 023 992 PHOTOCELL WS/WE 9L-P430 | 1 | F3CBN3 | CLASS C
109P0424H6D18 | FAN SANYO DENKI 109P0424H6D18 FAN 40 X 40 X 15 24V WITH CONNECTOR, DC FAN BALL BEARING 24V 0.06A 1.68W 8300RPM 8.2CFM 35DB FLANGE MOUN | 1 | F2CBN4 | CLASS C
113-234-591 | TRANDUCER GENERAL ELECTRIC 113-234-591 ANGULAR TRANSDUCER MINIATURE STYLE MSW-QC, 5 MHZ & 0.375" DIAMETER, MD CONNECTOR, BENCKMARK SERIES. | 3 | F4CEN7 | CLASS C
11-66553-06R | HOLDER MOTOROLA / SYMBOL TECH 11-66553-06R MOTOROLA SYMBOL HANDHELD HOLDER TECH 11-66553-06R WALL MOUNT HOLDER FOR USE WITH SYMBOL HAND HELD BAR CODE SCANNER DS3408-SF20005R X1 DS3408 / MAQ. OP. 15 (CODE MOTOROLA 11-66553-06R) | 3 | F3CAN5 | CLASS C
118-340-223 | WEDGE GENERAL ELECTRIC 118-340-223 ANGULAR WEDGE MINIATURE FROM 70, 0.375" DIAMETER, FOR MSW-QC STYLE. | 7 | F1CDN4 | CLASS C
119PSW | SWITCH MONODE MARKING INC 119-PSW PROXIMITY SWITCH STYLE: F/ PRYOR STYLUS M5 X 0.5 PNP | 1 | F3CBN3 | CLASS C
12N-1700SCK | BATTERY SANYO 12N-1700SCK BATTERY P200 12N-1700SCK REF.E5503-867-001 | 1 | F3CAN1 | CLASS C
13-101514-0171 | AMPLIFIER - MFG: KEYENCE AMER PN: GT2-71D TYPE: GT2 SERIES HIGH-ACCURACY DIGITAL CONTACT SENSOR, PULSE OUTPUT TYPE MODEL NUM: GT2-71D VOLT RTG: 10 TO 30 VLT DC | 1 | F4CDN3 | CLASS C
13-101514-0204 | AMPLIFIER - MFG: FUTEK ADV PN: FSH03863 TYPE: STRAIN GAGE SIGNAL CONDITIONING STYLE: WITH VOLTAGE OUTPUT MODEL NUM: IAA100 VOLT RTG: 5 VLT DC DESC: BANDWIDTH: 25 KILOHERTZ, CONNECTORS: DETACHABLE SCREW TERMINAL, ENCLOSURE: META | 1 | F3CBN1 | CLASS C
13-101514-0208 | AMPLIFIER - MFG: KEYENCE AMER PN: IV-HG10 TYPE: SENSOR MODEL NUM: IV-HG VOLT RTG: 24 VLT DC | 3 | F4CDN3 | CLASS A
13-101600-2016 | LAMP, NA MFG: TECNOLED MEXICO PN: TL-28-120-LD TYPE T8 100-277VAC 28 WATT 100 LUMENS PER WATT 6000K OPTION 1 HB LEDS | 1 | AREA DE RECIBO | NO CONSIGNA
13-101625-0013 | MODULE, MOTOR CONTROL DRIVE - MFG: LENZE AMERICAS PN: E94ASHE0244 TYPE: AXIS MODEL NUM: 9400 HIGHLINE DESC: 23.50 AMP, RATED VOLTAGE: 400 VOLT, 8 KILOHERTZ, 11.00 KILOWATTS | 1 | AREA DE RECIBO | CLASS C
13-101629-1024 | MODULE, NA MFG: SIEMENS PN: 6SL3120-2TE21-8AC0 INPUT: DC 600V OUTPUT: 3AC/400V 18A/18A | 1 | AREA DE RECIBO | CLASS C
13-101630-1009 | CORE,FERRITE MFG: TKK PN: SFT59SN TYPE: TKK SFT59SN SIZE: 1 X 2 X 1 INCHES ; 0.96 OUNCES | 2 | F4CCN4 | CLASS C
13-111710-0238 | BATTERY - MFG: FEDCO ELECTRONICS PN: B9650T TYPE: LITHIUM VOLT RTG: 3.0 VLT DESC: CAPACITY: 1200 MAH, 0.58 INCH DIAMETER X 1.04 INCH LONG, REPLACES: 1747-BA, 1769-BA | 1 |  | NO CONSIGNA
13-111710-0281 | BATTERY - MFG: ENERGIZER PN: EN22 TYPE: ALKALINE STYLE: INDUSTRIAL SZ: 9V VOLT RTG: 9 VLT PCKG QTY: 12 PER PKG | 39 | F3CAN6 | NO CONSIGNA
13-111710-1137 | KIT, REPAIR MFG: ENERPAC PN: RCH121K1 DESC: USED FOR WORKPIECE POSITIONING | 2 | F2CCN4 | CLASS C
13-121004-0567 | POWER SUPPLY - MFG: SIEMENS ENER PN: 6EP14372BA20 TYPE: STABILIZED INPUT VOLT: 400-500 3AC VLT OTPT VOLT: 24 VLT DC CURR RTG: 40.00 AMP | 1 | F1CAN1 | CLASS C
13-121004-0587 | POWER SUPPLY - MFG: TDK LAMBDA AMER PN: LZSA500-3 MAX OTPT CURR RTG: 21.00 AMP INPUT VOLT: 85-265 VLT AC OTPT VOLT: 24 VLT WATT RTG: 504.00 WATT | 1 | AREA DE RECIBO | CLASS C
13-121004-0591 | POWER SUPPLY - MFG: WEIDMULLER PN: 1469490000 TYPE: PRO ECO MODEL NUM: 1469490000 VOLT RTG: 24 VLT CURR RTG: 10 AMPERES WATT RTG: 240 WATTS | 1 | F4CBN4 | NO CONSIGNA
13-121004-0709 | POWER SUPPLY - MFG: PHOENIX CONTACT (I) PVT. LTD. PN: 2903155 STYLE: PRIMARY SWITCHED TRIO POWER MODEL NUM: TRIO-PS-2G/3AC/24DC/20 OTPT VOLT: 24 VLT DC CURR RTG: 20 AMP PRTCT RTG: IP20 NUM OF PHASES: 3 SZ: 65.00 X 130.00 X | 3 | F4CBN7 | CLASS C
13-121004-1032 | POWER SUPPLY, MFG: SIEMENS, PN: 6EP4134-3AB00-1AY0 SITOP UPS1600 SWITCH MODE DIN RAIL PANEL MOUNT 240W | 1 | F1CAN5 | CLASS C
13-121004-1099 | POWER SUPPLY, NA MFG: SOLA PN: SDN40-24-100C TYPE: AC-DC CURRENT OUTPUT: 40 A DEPTH: 4.81" (122.2MM) FREQUENCY: 47-63 HZ | 2 | F4CCN7 | CLASS C
13-121324-0067 | ENCLOSURE - MFG: HOFFMAN PN: E4PBGXSS TYPE: 22.5 MILLIMETER PUSHBUTTON STYLE: EXTRA DEEP WD: 4.22 IN DEPTH: 5.0 IN HT: 11.00 IN MATL: 304 STAINLESS STEEL | 1 | AREA DE RECIBO | CLASS C
13-121400-2008 | ***ITEM DUPLICATE CODE USE THIS: 09 33 024 2701 DESC: INSERT, ELECTRICAL CONNECTOR - MFG: HARTING NORTH AMERICA PN: 09 33 024 2701 TYPE: INSERT SCREW STYLE: FEMALE PIN QTY: 24*** | 3 | F4CBN5 | CLASS C
13-121400-2055 | CONNECTOR MFG: PARKER PN: C64PB8-1/8 DEGREE 90 SIZE 8MM X 1/8 DESC: MATERIAL NICKEL PLATED BRASS | 10 | F4CCN5 | CLASS C
13-121400-2277 | CONNECTOR, NA MFG: HARTING PN: 09 30 006 0301 SIZE: 6 B DESC: LOW CONSTRUCTION SINGLE LOCKING LEVER POLYCARBONATE | 2 | F4CBN4 | CLASS C
13-121402-0072 | PLUG, ELECTRICAL - MFG: LANPRO PN: LP-RJ458P8CC6FS3 DESC: THREE-PART CAT 6 FULLY SHIELDED PLUG WITH GOLD-PLATED CONTACTS WITH TWO STRAIGHT PRONGS FOR AWG 23-26 STRANDED WIRE CONDUCTORS | 10 | F4CCN5 | CLASS C
13-121406-1058 | DEVICE, NA MFG: SIEMENS PN: 6FC5210-0DF52-3AA0 1.8 GHZ 4 GB RAM 24 VDC DESC: PCU 50.5-C ELECTRONIC | 1 | AREA DE RECIBO | CLASS C
13-121421-0028 | CONNECTOR, ELECTRICAL - MFG: HARTING NORTH AMERICA PN: 09 33 010 2601 STYLE: MALE CURR RTG / TYPE: 16.00 AMP VOLT RTG / TYPE: 500 VLT PIN QTY: 10 MATL: POLYCARBONATE | 4 | F4CBN5 | NO CONSIGNA
13-121421-0271 | CONNECTOR, ELECTRICAL - MFG: AMPHENOL PN: PT06A-10-6S(SR) TYPE: CIRCULAR STYLE: STRAIGHT PLUG SZ: 10 CURR RTG / TYPE: 7.5 AMP PIN QTY: 6 TERMNL TYPE: SOLDER POST | 1 | F4CCN5 | NO CONSIGNA
13-121421-0273 | CONNECTOR, ELECTRICAL - MFG: SIEMENS ENER PN: 6GK1901-1BB10-2AA0 TYPE: PLUG STYLE: RJ45 DESC: FOR IE FC CABLE 2X2 180 DGR CABLE OUTLET | 7 | F1CAN3 | CLASS C
13-121421-0312 | CONNECTOR, ELECTRICAL - MFG: MURRELEKTRONIK PN: 7000-40641-6300300 TYPE: CABLE CURR RTG / TYPE: 4.0 AMP VOLT RTG / TYPE: 24 VLT DC CONN: M12 MALE 0 DEGREE / M8 FEMALE 90 DEGREE LED | 8 | F2CBN5 | CLASS C
13-121441-1090 | CABLE, NA MFG: TURCK INC PN: RSM-2RKM40 4 PIN DESC: TEE - AUX POWER U0140 | 2 | F4CCN5 | CLASS C
13-121441-1094 | CABLE, NA MFG: TURCK PN: RSSD RKSD 441-10M LENGTH: 10 MM DESC: STRAIGHT MALE M12 EUROFAST CONNECTOR STRAIGHT FEMALE M12 EUROFAST CONNECTOR | 1 | F2CBN5 | CLASS C
13-121500-1633 | MODULE - MFG: HARTING NORTH AMERICA PN: 09 14 017 3101 VOLT RTG / TYPE: 160 VOLT CURR RTG: 10 AMP DESC: HAN DDD, FEMALE | 5 | F4CBN5 | NO CONSIGNA
13-121500-1865 | MODULE - MFG: RENISHAW PN: A-5628-0001 TYPE: TRANSMISSION MODEL NUM: RMP40M | 2 | AREA DE RECIBO | CLASS A
13-121500-2576 | MODULE, NA MFG: NUMATICS PN: P599AE508827001 G3 ADAPTER DESC: 501 AND 503 G3 SERIES VALVE DRIVER CONNECTIONS BETWEEN THE COMMUNICATION MODULE OR SUB-BUS VALVE AND THE VALVE MANIFOLD WITH/WITHOUT DIN CONNECTOR | 1 | F4CCN4 | CLASS C
13-121527-1093 | ENCODER - MFG: HEIDENHAIN PN: 760932-04 TYPE: LINEAR MODEL NUM: LC 495F MEAS LEN: 220.00 MM CONN TYPE: FLANGE SOCKET, MALE, 14-PIN DESC: REPLACES 37285209 NEEDS CABLE 617765-N2 | 2 | AREA DE RECIBO | CLASS B
13-121527-1113 | ENCODER - MFG: PEPPERL FUCHS PN: WCS3B-LS211 TYPE: READ HEAD STYLE: RS-485 INTERFACE ENCDR TYPE: NON-CONTACT, ABSOLUTE POSITION MEAS LEN: 314.50 M CONN TYPE: 5-PIN, M12 X 1 CONNECTOR VOLT RTG: 10-30 VLT DC DESC: REPLACES: 1 | 1 | F2CBN6 | NO CONSIGNA
13-121527-2045 | ENCODER, ANGLE MFG: HEIDENHAIN PN: 760907-04 SYSTEM ACCURACY: + 2.5", - 2.5" SUPPLY: 3.6 V... 14 V | 1 | AREA DE RECIBO | CLASS C
13-121529-1000 | CONTACTOR, MFG: ABB, PN: AF30-30-00-13 TYPE : POLE 50 AMP 3-POLE 600V RATED 100-250 VAC/VDC COIL AF-LINE SERIES AF30 | 1 | F4CDN2 | CLASS C
13-121529-2024 | CONTACTOR - MFG: EATON CORP PN: XTCE009B01A TYPE: FVNR TRD NAME: CUTLER-HAMMER STYLE: FRAME B COIL VOLT: 110/50 120/60 VLT AC POLE QTY: 3 CURR RTG / TYPE: 9.0 AMP CNTCT CNFIG: 1 NC COIL TYPE: MAGNETIC DESC: REPLACES: DI | 3 | F3CBN6 | NO CONSIGNA
13-121544-1001 | LIGHT, LED MFG: BANNER ENGINEERING, PN: WLB32C570PBQ TYPE : WORKSTATION SWITCHED TYPE : HI/LOW/OFF LENGTH: 570 MM VOLTAGE: 85-264 V AC PRIMARY HOUSING MATERIAL : ALUMINUM COLOR OPTION 1 : WHITE LUMENS | 7 | AREA DE RECIBO | CLASS C
13-121544-1004 | FLASHLIGHT, MFG: STREAM LIGHT, PN: 99-002-355 DESC : STYLUS PRO BLACK MODEL NO : 66118 | 33 | F1CDN2 | CLASS A
13-121551-0087 | REFLECTOR - MFG: BANNER ENGR PN: 72483 TYPE: RETROREFLECTIVE TARGET MODEL NUM: BRT-35X35BM SHAPE: SQUARE COLOR: WHITE LEN: 42.00 MM WD: 35.00 MM MATL: PLASTIC MNTG TYPE: SCREW HOLE | 3 | F2CCN4 | CLASS C
13-121600-1786 | CABLE - MFG: TREGASKISS PN: 58SF005 TYPE: LSR UNICABLE STYLE: 100IC/100IC-12 DESC: FOR THRUARM G1 SERIES ROBOTIC MIG GUN | 1 | AREA DE RECIBO | NO CONSIGNA
13-121600-1859 | CABLE - MFG: KEYENCE AMER PN: OP-87904 TYPE: INTERCONNECT LEN: 5.0 M DESC: SENSOR HEAD TO AMP CABLE | 3 | F4CDN3 | CLASS C
13-121600-2092 | CABLE - MFG: KEYENCE AMER PN: SR-PU1 LEN: 2569.60 MM DESC: OUTPUT VOLTAGE: 5 VOLTS DC, POWER SUPPLY VOLTAGE: 12 VOLTS DC (DEDICATED AC ADAPTER), CURRENT CONSUMPTION: 350 MA | 1 | F4CDN3 | CLASS B
13-121600-2163 | CABLE - MFG: PEPPERL FUCHS PN: V12-W-YE5M-PVC STYLE: 3-PIN MODEL NUM: 908962 DIA: 5.2 ML LTR LEN: 5.0 M END CONN TYPE: FEMALE 0.5 INCH END CONNECTOR TYPE 2: CABLE END INSL: PVC VOLT RTG: 300 VLT DC CURR RTG: 4.0 AMP C | 2 | F4CBN5 | NO CONSIGNA
13-121600-2223 | CABLE - MFG: KEYENCE AMER PN: OP-87906 TYPE: INTERCONNECTION STYLE: INPUT/OUTPUT USED FOR: IV-G SERIES | 2 | F4CDN3 | CLASS C
13-121600-2245 | CABLE - MFG: COGNEX PN: CCB-84901-2001-15 TYPE: ETHERNET STYLE: X-CODED M12 LEN: 15.00 M COLOR: TEAL WITH BLACK OVERMOLD | 3 | F1CDN7 | CLASS A
13-121600-2252 | CABLE - MFG: COGNEX PN: CCB-84901-2001-10 TYPE: ETHERNET LEN: 10.00 M END CONN TYPE: STRAIGHT X-CODED M12 END CONNECTOR TYPE 2: RJ45 COLOR: TEAL WITH BLACK OVERMOLD | 4 | F1CDN3 | CLASS A
13-121600-2290 | CABLE - MFG: FUTEK ADV PN: FSH04024 MODEL NUM: ZCC910 LEN: 30.00 FOOT JCKT MATL: POLYURETHANE CNDUCT QTY: 6 | 2 | F3CBN1 | CLASS C
13-121600-3012 | CABLE, VISION SENSOR MFG: KEYENCE, PN: OP-87459 TYPE : ETHERNET 10 M UL CERTIFIED | 1 | F4CDN3 | CLASS C
13-121600-3052 | CABLE, MFG: BALLUFF INC, PN: BES00R5 DIMENSIONS : M18X1 CONNECTION : CABLE WITH CONNECTOR PUR 0.20 M M12X1-S04 OUTPUT FUNCTION : PNP | 4 | VENDING MACHINE PLANTA 5 | CLASS C
13-121600-3129 | CABLE, SENSOR MFG: PHOENIX PN: 1500758 LENGTH: 10 M CURRENT RATING: 4 A VOLTAGE RATING: 60 V NUMBER OF CONDUCTORS: 5 COLOR: BLACK DESC: GENDER: FEMALE | 1 | F2CBN5 | CLASS C
13-121600-3258 | CABLE, NA MFG: TURCK INC PN: RKC8T-5-RSC8T 8 PIN 5 M DESC: EUROFAST FEMALE CONNECTOR MEDIUM BODY PLUG NICKEL PLATED BRASS COUPLING NUT T BARB STRAIGHT T BARB U0932-32 | 1 | F2CBN5 | CLASS C
13-121600-3283 | CABLE, NA MFG: HIRSCHMANN PN: J424PVCSTJT30.0M 30 M DESC: RJ45 MALE TO RJ45 MALE 4 PAIR STRAND | 1 | F1CDN3 | CLASS B
13-121600-3348 | CABLE, NA MFG: FUTEK PN: FSH04026 30 FT LONG 12 PIN BINDER 10 CONDUCTORS DESC: W/ CABLE ASSEMBLY TRD600 TRS600 TRH600 SERIES MATERIAL - POLYURETHANE | 2 | F3CBN1 | CLASS C
13-121600-3581 | CABLE, CONNECTING MFG: MURRELEKTRONIK PN: 7000-40351-2340500 LENGTH: 5M DESC: M12 MALE 0 DEG / M12 FEMALE 90 DEG LED | 1 | F2CBN5 | CLASS C
13-121600-3585 | CABLE, NA MFG: SIEMENS PN: 6FX80022CH001AJ0 TYPE: 6FX8002-2CH00 LENGTH: 9.2 MM | 1 | F1CAN1 | CLASS C
13-121600-3977 | CABLE, NA MFG: HIRSCHMANN PN: J424PVCSTJT 00.5M LENGTH: 0.5M DESC: BONDED-PAIR CAT 5E 24 AWG UNSHIELDED | 1 | F1CDN2 | CLASS C
13-121600-8478 | CORDSET, NA MFG: BALLUFF PN: BCC0ELZ CABLE: SILICONE WELDING SPARK RESISTANT BLACK; 1 M | 1 | F2CBN5 | CLASS C
13-121600-8684 | CABLE, NA MFG: QASS PN: 200363 6.0 M DESC: FOR SENSOR REPLACES 200360 | 2 | F2CBN5 | CLASS B
13-121623-0570 | FUSE, ELECTRICAL - MFG: MERSEN PN: CC1051CPRB20.12716 TYPE: BILLET HEATER MODEL NUM: 02/8251 & 01/819 CURR RTG: 12 AMP VOLT RTG: 1000 VLT | 10 | F4CBN7 | NO CONSIGNA
13-121729-1003 | LEAD, TEST MFG: FLUKE PN: TL71 TYPE A: TEST TIP PROBE TYPE B: 4MM RIGHT ANGLE BANANA PLUG SHROUDED VOLTAGE RATING: 1KV CURRENT RATING: 10A DESC: INSULATOR COLOUR: BLACK RED 2 LEADS | 4 | F2CBN4 | CLASS A
13-121908-0219 | BUTTON, REST - MFG: MASTERLINE PN: MHB-9.5M-10M-6M-M6-1.0 TYPE: HEZ SCREW HEAD SZ: 9.5 MM HEAD HT: 6.0 MM THD SZ: M6-1.0 THD LEN: 10.00 MM | 3 | F4CCN5 | CLASS C
13-122200-1178 | SWITCH - MFG: SIEMENS ENER PN: 3RV19012E TYPE: TRANSVERSE AUXILIARY STYLE: WITH CAGE CLAMP CONNECTION CNTCT CNFIG: 1 NO, 1 NC | 1 | F1CAN3 | CLASS C
13-122200-2062 | SWITCH MFG: SCHNEIDER ELECTRIC PN: ZB4BD5 TYPE: SELECTOR 22 MM IP RATING: IP65 NUMBER OF POSITIONS: 3 | 2 | F3CCN4 | CLASS C
13-122200-2500 | SWITCH, PRESSURE MFG: SMC PN: ISE40A-N01-Y-P-X531 ACTION: PNP (2 OUTPUT) SIGNAL RESPONSE TIME: 2.5 MS | 1 | F3CBN4 | CLASS C
13-122200-2765 | SWITCH, NA MFG: EUCHNER GMBH PN: 114516 H X W X D: 6.65 IN X 5.35 IN X 2.65 IN CET3-AP-CRA-AH-50F-SI DESC: SAFTEY | 3 | F3CBN2 | NO CONSIGNA
13-122210-0595 | SWITCH, PRESSURE - MFG: DROPSA USA INTERNATIONAL PN: 3291022 PRSUR RANG: 20-50 BAR VOLT RTG / TYPE: 42 VLT DESC: NO SET AT 30 BAR | 1 | F4CCN5 | CLASS C
13-122216-0222 | PUSH BUTTON - MFG: SCHNEIDER ELEC PN: ZB4BA2 STYLE: SPRING RETURN, UNMARKED HEAD STYLE: NON-ILLUMINATED, FLUSH BTTN SHAPE: ROUND COLOR: BLACK SZ: 22.00 MM DIAMETER | 1 | F3CCN4 | NO CONSIGNA
13-122216-0306 | PUSH BUTTON - MFG: SCHNEIDER ELEC PN: ZB4BW33 TYPE: ILLUMINATED STYLE: HEAD HEAD STYLE: FLUSH COLOR: GREEN SZ: 22.00 MM MATL: BEZEL: CHROMIUM PLATED METAL DESC: OPERATOR: SPRING RETURN | 2 | F3CCN4 | CLASS C
13-122216-1025 | HEAD, PUSHBUTTON MFG: SCHNEIDER ELECTRIC PN: ZB4BW35 CUTOUT DIAMETER 22MM YELLOW DESC: SERIES HARMONY XB4 ROUND SPRING RETURN FLUSH ILLUMINATED MATERIAL METAL IP RATING IP66 IP67 IP69 IP69K | 2 | F3CCN4 | CLASS C
13-122216-1026 | HEAD, SELECTOR SWITCH MFG: SCHNEIDER ELECTRIC PN: ZB4BK1253 CUTOUT DIAMETER 22MM NUMBER OF POSITIONS 2 YELLOW DESC: SERIES HARMONY XB4 STANDARD HANDLE ORANGE IP RATING IP66 IP67 IP69 IP69K | 8 | F3CCN4 | NO CONSIGNA
13-122230-0082 | SENSOR, PROXIMITY - MFG: TURCK PROX PN: S4685790 TYPE: DUAL MODEL NUM: BIM-UNT-2AP6X2-VBRS/CS11680/SV DIA: 19.00 MM LEN: 4.0 MM VOLT RTG: 10-30 VLT DC MATL: NYLON | 7 | F4CEN2 | NO CONSIGNA
13-122230-0567 | SWITCH, PROXIMITY - MFG: ANDERSON COOK PN: IFS241 SZ: 12.00 MILLIMETER DESC: FOR SPLINE ROLLING MACHINE GBT-701867 | 10 | F4CEN2 | CLASS C
13-122230-1103 | SENSOR, PROXIMITY MFG: PANASONIC PN: GXL-8FU DETECTION RANGE 2.5 MM SUPPLY VOLTAGE 12 TO 24 V DC LENGTH 24MM WIDTH 8MM | 4 |  | CLASS B
13-122230-1402 | SENSOR, INDUCTIVE MFG: BALLUFF PN: BES R04MC-PSC20B-EP00,3-GS49-106 DIMENSION: 16 X 8 X 4.7 MM RANGE: 2 MM SWITCHING FREQUENCY: 5000 HZ | 6 | F4CEN4 | CLASS B
13-122230-1458 | SENSOR, NA MFG: TEMPOSONICS PN: GHT0060UD601A0 DESC: MTS G-SERIES | 2 | AREA DE RECIBO | CLASS C
13-122230-7399 | SENSOR, COLLISION MFG: ATI INDUSTRIAL PN: 9160-081-P00-BN-R-B-C2 081: SR-81 MODEL P00: NO SPRING ASSIST BN: NO CABLE R: #10-32 (M5) AIR SUPPLY PORT | 1 | F4CDN1 | CLASS C
13-122230-8985 | SENSOR, NA MFG: TEMPOSONICS PN: RD4CD3S0320MD56N101 1.00 STYLE: METRIC THREADED HEX FLANGE M18 X 1.5 ROD INTERCONNECTION CABLE COMPACT WITH DETACHED ELECTRONICS DESC: R-SERIES RD4 | 1 | F3CBN7 | NO CONSIGNA
13-122300-0453 | RELAY - MFG: SIEMENS ENER PN: 3RH2131-2BB40 TYPE: CONTACTOR STYLE: SPRING-LOADED TERMINAL CNTCT CNFIG: 3 NO, 1 NC VOLT RTG: 24 VLT DC DESC: SZ S00 | 4 | F1CAN6 | CLASS C
13-122300-0456 | RELAY - MFG: SIEMENS ENER PN: 3RH21312FB40 TYPE: CONTACTOR COIL VOLT: 24 VLT DC CNTCT CNFIG: 3 NO, 1 NC DESC: WITH INTEGRATED DIODE, SZ S00, SPRING-LOADED TERMINAL | 2 | F1CAN5 | CLASS C
13-122300-1004 | RELAY,SAFETY MFG: PILZ PN: PNOZ XV2 750104 TYPE : DIN RAIL SERIES PNOZ S4 SERIES 3PST-NO 24 VDC, 6 A, PNOZ S4 SERIES SCREW MATERIAL: SILVER COPPER NICKEL | 5 | F4CCN2 | CLASS A
13-122300-1005 | RELAY, MFG: HONEYWELL PN: RM7890B1048 ON-OFF PRIMARY CONTROL W/VPS SHUTTER DRIVE CAPABILITY VPS (VALVE PROVING SWITCH) CHECK AND BLINKING LED FAULT ANNUNCIATION FREQUENCY-50 HZ; 60 HZ (�10%)120 VAC | 1 | F1CCN2 | NO CONSIGNA
13-122300-1006 | RELAY,SAFETY MFG: PILZ PN: PNOZ XV2 750105 TYPE : DIN RAIL SERIES PNOZ S5 SERIES 4PST-NO 240VAC 6A MATERIAL: SILVER COPPER NICKEL | 5 | F4CCN2 | CLASS B
13-122300-1173 | RELAY, CONTROL MFG: PHOENIX CONTACT PN: 2903305 COIL CURRENT 13.0MA COIL VOLTAGE 120VAC CONTACT FORM 4PDT SWITCHING VOLTAGE 250VAC DESC: GENERAL PURPOSE WITH SOCKET COIL TYPE: NON LATCHING FEATURES LED INDICATOR VARISTOR | 4 | F4CCN4 | CLASS C
13-122300-1833 | RELAY, SAFETY MFG: OMRON PN: G9SA-321-T15 CONTACT RATING: 5 A CURRENT RATING MAX: 5 A COIL VOLTAGE: 24 VAC 3PST DESC: CONTACT TERMINATION: SCREW | 2 | F3CBN5 | CLASS C
13-131006-1016 | SOCKET, NA MFG: FINDER PN: 93017024 WIDTH: 6.2 MM HEIGHT: 87.9 MM DEPTH: 75.6 MM NUMBER OF PINS: 5 | 2 | F4CCN4 | CLASS C
13-210152-0024 | SPLITTER, ELECTRICAL - MFG: IFM EFEC PN: EBC113 TYPE: Y ID NUMBER: ZDO2H030MSS0000-00STGH040MSS END TYPE 1: M12 PLUG END TYPE 2: M12 SOCKET END TYPE 3: M12 SOCKET CURR RTG: 4.0 AMP PRTCT: IP65, IP67, IP68, IP69 | 2 | F4CCN5 | CLASS C
13-211150-0040 | LAMP, LIGHT EMITTING DIODE - MFG: SMART VISION LT PN: LE600-WHI SHAPE: LINEAR, 600.00 MILLIMETER COLOR: WHITE | 1 |  | CLASS C
13-212170-1000 | BRIDGE, ELECTRICAL MFG: MARPOSS PN: 3PR05N0000 REDCROWN H25 ELECTRICAL 2 H25. RANGO + / - 2.5 MM. HBT. | 2 | F4CDN1 | CLASS B
13-321216-0132 | RESISTOR - MFG: AJAX TOCCO PN: 018398 WATT RTG IN WATT: 50 WATT RESISTNC RTG: 15000 OHM | 3 | F4CCN4 | CLASS C
13-321707-0006 | FUSE, ELECTRICAL -MFG: MERSEN PN: A301070 TYPE: SEMICONDUCTOR STYLE: PROTECTION CURR RTG: 800.00 AMP VOLT RTG: 700 VLT AC DESC: SQUARE BODY | 2 | F4CFN1 | NO CONSIGNA
13-391100-0184 | LIGHT - MFG: LOWE'S COMPANIES, INC. PN: 7624S-C35 TYPE: BAR STYLE: UNDER CABINET LED LEN: 23.125 IN DESC: UTILITECH, PLUG-IN, 5.0 FOOT CORD | 1 | AREA DE RECIBO | NO CONSIGNA
13-391100-0209 | LIGHT - MFG: COGNEX PN: IVSL-S75-WHI TYPE: 6 HB HIGH CURRENT LED SPOT STYLE: BRICK COLOR: WHITE LEN: 75.00 MM | 1 | F2CCN4 | CLASS C
13-391222-0073 | SWITCH, FLOAT - MFG: MADISON PN: M4300 VOLT RTG: 240 VLT AC/DC DESC: 0.25 INCH NPT PIPE THREAD, 150 PSIG, SPST | 4 | F4CBN4 | CLASS C
13-391522-0219 | CONTACT - MFG: HARTING NORTH AMERICA PN: 09 14 000 6253 TYPE: PNEUMATIC DESC: HAN FEMALE, INTERNAL DIAMETER 4.0 MILLIMETER | 5 | F4CBN5 | CLASS C
13-392216-0416 | SWITCH, PUSHBUTTON - MFG: RENCO, INC. PN: REN28-100 TYPE: PNEUMATIC STYLE: WITHOUT THE LOGIC MODULE BTTN SHAPE: ROUND CONN TYPE: 0.125 INCH NPT DESC: WORKING PRESSURE RANGE: 80-100 PSI | 1 | F3CCN3 | CLASS C
13-392216-1008 | SWITCH, NA MFG: EUCHNER PN: 104770 SAFETY OUTPUT: 2 MONITORING OUTPUT: 1 DESC: FEATURE AN INDUCTIVE READ HEAD | 1 | F3CBN2 | CLASS C
13-394121-0011 | RECEPTACLE - MFG: SMITHS CONNECTORS PN: R-3-SC TYPE: SOLDER CUP | 10 | F4CCN4 | CLASS C
13-394121-0014 | RECEPTACLE - MFG: SMITHS CONNECTORS PN: RH-3-SC STYLE: SOLDER CUP DESC: 1.217 INCH LENGTH, COPPER ALLOY GOLD PLATED | 6 | F4CBN5 | CLASS B
13-612160-0777 | CABLE ASSEMBLY - MFG: FUTEK ADV PN: FSH02644 CBL AWG SZ: 28 AWG LEN: 15.00 FOOT DESC: 4 PIN RIGHT ANGLE LEMO FHG.0B.304.CLAD35 TO CABLE ASSEMBLY, BRAIDED, SHIELDED | 1 | F3CBN1 | CLASS C
13-612160-0778 | CABLE ASSEMBLY - MFG: IFM EFEC PN: EVC108 TYPE: PATCHCORD STYLE: STRAIGHT END CONN TYPE: M12 PLUG TO M12 SOCKET LEN: 10 M VOLT RTG: 250/300 VLT AC/DC CURR RTG: 4.0 AMP | 1 | F2CBN5 | CLASS C
13-612160-0780 | CABLE ASSEMBLY - MFG: SIEMENS ENER PN: 6FX80022DC101AF0 TYPE: SIGNAL | 5 | F1CAN1 | CLASS C
13-612160-0834 | CABLE ASSEMBLY - MFG: TURCK PROX PN: RSSD RKSD 841-5M ETHERNET END CONN TYPE: STRAIGHT MALE END CONN SZ: M12 END CONNECTOR TYPE 2: STRAIGHT FEMALEPIN QTY: 4 LEN: 5.0 MCOLOR:TEAL VOLT REF. EQUIVALENT U-07476 (RSSD RKSD 441-5M) | 1 | F2CBN5 | NO CONSIGNA
13-612160-0874 | CABLE ASSEMBLY - MFG: COGNEX PN: CCB-PWRIO-15 TYPE: POWER & I/O STYLE: SINGLE ENDED END CONN TYPE: FEMALE STRAIGHT END CONN SZ: M12-12 LEN: 15.00 M COLOR: BLACK JCKT MATL: PVC PRTCT RTG: IP67 | 2 | F1CDN2 | CLASS B
13-612160-0879 | CABLE ASSEMBLY - MFG: HIRSCHMANN ELEC PN: J424THFSTJT10.0M TYPE: HIGH FLEX END CONN TYPE: RJ45 END CONNECTOR TYPE 2: RJ45 CBL AWG SZ: 24 AWG CBL MATL: TPE LEN: 10.00 M COLOR: TEAL | 2 | F1CDN2 | CLASS C
13-612160-0885 | CABLE ASSEMBLY - MFG: COGNEX PN: CCB-84901-0104-15 TYPE: POWER AND I/O BREAKOUT END CONN TYPE: STRAIGHT M12 COLOR: BLACK WITH YELLOW OVERMOLD VOLT RTG: 24 VLT DC | 1 | F1CDN2 | CLASS C
13-612160-0886 | CABLE ASSEMBLY - MFG: HEIDENHAIN PN: 354319-10 END CONN TYPE: FEMALE END CONN SZ: M23 END CONNECTOR TYPE 2: OPEN END PIN QTY: 12 LEN: 10.00 M | 1 | F1CBN5 | NO CONSIGNA
13-612162-0039 | CABLE ASSEMBLY, POWER - MFG: COGNEX PN: CCB-PWRIO-10 LEN: 10.0 M DESC: I/O M12-12 | 1 | F1CDN1 | CLASS B
13-612162-0049 | CABLE ASSEMBLY, POWER - MFG: SIEMENS ENER PN: 6FX80025DA201BA0 LEN: 10.0 M DESC: FOR SINAMICS MOTOR MODULE MOTION-CONNECT | 1 | F1CAN1 | CLASS C
13-612162-1004 | CABLE, MFG: KEYENCE, PN: OP-87905 FOR FOR IV-HG CABLE BETWEEN SENSOR HEAD AMPLIFIER | 7 | F4CDN3 | CLASS A
13-612162-1045 | CABLE ASSEMBLY, NA MFG: DYNAPAR PN: 108596-0010 7 PIN MS DESC: FOR USE WITH DIFFERENTIAL | 1 | F4CBN4 | CLASS C
13-612162-1046 | CABLE, NA MFG: LASER MECHANISMS PN: DM8000-ECABLE-05 5 M COILED DESC: ETHERNET CABLE FOR DATAMAN 8000 READERS DMR8600-0200 | 6 | F1CDN7 | CLASS C
13-612162-1055 | CABLE, NA MFG: KISTLER INSTRUMENTS PN: 1983AD5 TYPE: CONNECTING OPERATING TEMPERATURE RANGE: -55 - 200 DEGREE CABLE LENGTH STANDARD: 5 M DESC: FOR SENSORS WITH KIAG 10-32 NEGATIVE | 1 | F2CBN5 | CLASS B
13-912160-1081 | CIRCUIT BREAKER - MFG: SIEMENS ENER PN: 3RV10414JA10 DESC: SIZE S3, FOR MOTOR PROTECTION, CLASS 10, A-REL. 45...63A, N-REL. 819A, SCREW TERMINAL, STANDARD SWITCHING CAPACITY | 1 | F1CAN4 | CLASS C
13-912160-1085 | CIRCUIT BREAKER - MFG: SIEMENS ENER PN: 3RV2011-4AA20 DESC: SZ S00, FOR MOTOR PROTECTION, CLASS 10, A-RELEASE 10...16A, N-RELEASE 208A, SPRING-L. CONNECTION, STANDARD SW. CAPACITY | 2 | F1CAN3 | CLASS C
13-912160-1185 | CIRCUIT BREAKER - MFG: WEIDMULLER PN: SU1C2UC C2 TYPE: SUPPLEMENTARY STYLE: C CURVE VOLT RTG: 480 VLT AC CURR RTG: 2.0 AMP POLE QTY: SINGLE MNTG TYPE: DIN RAIL ( REF OLD PN SU1C2AC ) | 1 | F4CCN4 | NO CONSIGNA
15706-(DU) | BATTERY - MFG: DURACELL PN: MN1500 TYPE: ALKALINE TRD NAME: COPPERTOP SZ: AA VOLT RTG: 1.5 VLT | 339 | F3CAN4 | CLASS A
15707-(DU) | BATTERY - MFG: DURACELL PN: MN2400 TYPE: ALKALINE TRD NAME: COPPERTOP MODEL NUM: LR03 SZ: AAA VOLT RTG: 1.5 VLT | 392 | F3CAN4 | CLASS A
1604KL-04W-B59 | FAN NMB E1310-867-002 POWER SUPPLY FAN MOTOR MODEL MA-500-HB-R SERIES 128179 | 2 | F2CBN5 | CLASS C
16252-I | RECEPTACLE LEVITON 16252-I BACK & SIDE WIRED SELF GROUNDING DUPLEX IVORY | 37 | F4CAN4 | CLASS C
17-141600-11489 | VALVE, SOLENOID MFG: HONEYWELL PN: 88003766 SIZE: 1 FAST OPENING - BODY ONLY POC SWITCH RIGHT VIEWING DESC: VAS 1T /NQSR | 5 | F1CCN2 | NO CONSIGNA
1746SC-IN04VI | CARD SPECTRUM CONTROLS 1746SC-IN04VI ANALOG ISOLATED OUTPUT | 1 |  | CLASS C
19-111600-2019 | INSTRUMENTATION, NA MFG: FLUKE CORPORATION PN: FLUKE 324 400A AC DESC: AMPS METER TRUE RM C/TEMP | 6 | F2CBN4 | CLASS A
1HM79 | TAPE, VINYL - MFG: GRAINGER PN: 1HM79 BRAND NAME: SCOTCH 3M COLOR: YELLOW LEN: 108.00 FOOT WD: 2.0 IN ( REF. SAME AS SHU TAPE PN:VP410 ) | 1 | F1CBN0 | CLASS A
1HM86 | TAPE, VINYL - MFG: GRAINGER PN: 1HM86 BRAND NAME: SCOTCH 3M COLOR: RED LEN: 108.00 FOOT WD: 2.0 IN ( REF SAME AS ULINE PN: S-3757R ) | 5 | F1CAN0 | CLASS A
1SNA356200R2100 | TERMINAL ABB 1SNA356200R2100 TERMINAL BLOCK LOW VOLTAGE 160A/600V TYPE BRU1604 | 7 | F4CCN7 | CLASS C
1W7B1 | SWITCH BEST 1W7B1 KEYLOCK WITHOUT CORE REF: 605832-E28 | 2 | F1CCN6 | NO CONSIGNA
21072-BE | CABLE BANNER ENGR 21072 GLASS FIBER OPTICS IMP.753P | 2 | F2CCN3 | NO CONSIGNA
2208E/NS/VH/XX/XX/RF | CONTROLLER, TEMPERATURE - MFG: EUROTHERM USA PN: 2208E/NS/VH/XX/XX/RF/RF/2XX/XXX/XXXXX/EU0523 TYPE: TEMPERATURE/PROCESS CONTROLLER MODEL NUM: 2208E VOLT RTG / TYPE: 100-240 VLT AC DESC: 42-62 HERTZ, 10 WATT | 1 |  | NO CONSIGNA
22-271117-0603 | DRIVER - MFG: DUPLOMATIC OLEO PN: 0497010502 TYPE: DIRECT MOTOR DESC: TMC-14-400-12-20-3.0/11 | 1 | AREA DE RECIBO | CLASS B
226-63 | CORD - MFG: URREA HERRAMIENTAS PROFESIONALES, S.A. DE C.V. PN: 136046 TYPE: EXTENSION COLOR: YELLOW LEN: 15.00 M DESC: BRAND: SURTEK MEXICO | 7 | F4CCN7 | CLASS A
23-162500-1000 | BRACKET, MFG: BANNER ENGINEERING PN: SMB18FA TYPE : MOUNTING KIT FOR 12 MM (1/2 IN.) ROD BRACKET SYSTEMS FOR MOST 18 MM BARREL MOUNT SENSORS, LIGHTS AND BRACKETS INLCUDES 3/8-16 X 2 IN SOCKET HEAD CAP SCREW (SHCS) | 1 | F2CBN4 | CLASS B
23-162900-2176 | CLAMP, HOLDER MFG: BALLUF PN: BAM02JT STYLE: BASE HOLDER DIMENSION: 60 X 30 X 42.8 MM TIGHTENING TORQUE: 3 NM DESC: FOR MOUNTING SYSTEM BMS FOR HOLDING RODS WITH 12 MM MATERIAL: ZINC DIE CASTING BMS CU-M-D12-B040-02 | 1 | F4CEN4 | CLASS C
240-181 | MODULE - MFG: ASCO NUM PN: 240-181 TYPE: COMMUNICATION STYLE: ETHERNET/IP | 1 | F2CBN7 | CLASS C
240-205 | MODULE - MFG: ASCO NUM PN: 240-205 TYPE: DIGITAL I/O STYLE: DIGITAL 5-PIN NUM OF INPUTS: 16 PNP | 3 | F2CBN7 | CLASS B
2404KL-04W-B59 | FAN, ELECTRIC - MFG: NMB TECHNOLOGIES CORPORATION PN: 2404KL-04W-B59 TYPE: AXIAL VOLT RTG / TYPE: 12 VLT DC CURR RTG / TYPE: 0.27 AMP WATT RTG: 3.24 WATT MTR SPD: 4800 RPM AIR FLOW: 19 CUBIC FOOT DIMS: 60.00 X 10.00 MILLIME | 2 | F2CBN4 | NO CONSIGNA
25-101543-1706 | SENSOR - MFG: BALLUFF PN: BMF00C4 TYPE: FOR CYLINDER PRDCT NUM: BMF 235K-PS-C-2A-SA2-S49-00,3 CBL LEN: 0.3 M VOLT RTG / TYPE: 10...30 VLT DC CONN TYPE: M08X1-S49 PRTCT RTG: IP67 DESC: PNP, NO | 8 | VENDING MACHINE ( MAX 15 - MIN 8 ) | CLASS A
25-101543-1737 | SENSOR - MFG: KEYENCE AMER PN: GT-H10 TYPE: HEAD STYLE: GENERAL PURPOSE DIGITAL CONTACT SENSG DIST: 10.00 MM CBL LEN: 2.0 M | 4 | F4CDN3 | CLASS A
2510KG2 | SWITCH SQUARE D 2510KG2 MANUAL STARTER TYPE 1, 3 POLES 30 AMPS (REF: GRAINGER WS1JC56) | 2 | F4CAN6 | CLASS C
25-111926-0496 | SENSOR, PROXIMITY - MFG: BALLUFF PN: BAW000R TYPE: INDUCTIVE MODEL NUM: BAW M08EI-UAD15B-BP01,5-GS04 CONN TYPE: PIGTAIL VOLT RTG: 15-30 VLT DC CBL LEN: 1.50 M MATL: STAINLESS STEEL | 3 | VENDING MACHINE ( MAX 12 - MIN 6 ) | CLASS B
25-111926-0500 | SENSOR, PROXIMITY - MFG: BALLUFF PN: BES00LC TYPE: INDUCTIVE MODEL NUM: BES 516-3023-G-E5-C-S49 VOLT RTG: 10-30 VLT CNTCT CNFIG: NORMALLY CLOSED | 6 | F4CEN4 | CLASS B
25-111926-0501 | SENSOR, PROXIMITY - MFG: BALLUFF PN: BES00HP TYPE: INDUCTIVE MODEL NUM: BES 516-3006-G-E5-C-S49 SENSG DIST: 1.50 MM VOLT RTG: 10-30 VLT CNTCT CNFIG: NORMALLY OPEN | 8 | F4CEN4 | CLASS C
25-111926-0548 | SENSOR, PROXIMITY - MFG: SCHNEIDER ELEC PN: XS1N12PC410D TYPE: INDUCTIVE SENSG DIST: 2.0 MM DIA: 12.00 MM CONN TYPE: M12 CONNECTOR CNTCT CNFIG: NO + NC CBL LEN: 2.0 M DESC: BRASS CASE, FLUSH MOUNTABLE, PNP, THREAD SIZE: M12 | 4 | F3CBN6 | CLASS C
25-111926-0559 | SENSOR, PROXIMITY - MFG: CONTRINEX PN: DW-AD-503-M5 TYPE: LONG DISTANCE SENSG DIST: 2.50 MM VOLT RTG: 10-30 VLT DC | 3 | F4CEN6 | CLASS C
25-111926-0561 | SENSOR, PROXIMITY - MFG: PEPPERL FUCHS PN: NBB8-18GM30-E2-V1 TYPE: INDUCTIVE SENSG DIST: 8.0 MM DIA: 18.0 MM CONN TYPE: M12 X 1 | 1 | F4CEN4 | CLASS C
25-111927-1055 | SENSOR, NA MFG: MOPAR PN: 68164799AB DESC: LEFT REAR | 1 | F4CDN7 | CLASS B
25-111927-1056 | SENSOR, NA MFG: MOPAR PN: 68164798AB DESC: WHEEL | 1 | F4CDN7 | CLASS A
25-111927-1057 | SENSOR, NA MFG: MOPAR PN: 4779980AC DESC: WHEEL SPEED RAM 2500 3500 RIGHT | 3 | F3CBN3 | CLASS A
25-111927-1058 | SENSOR, NA MFG: MOPAR PN: 4779981AC DESC: WHEEL SPEED RAM 2500 | 1 | F3CBN3 | CLASS A
25-111931-1004 | SENSOR,FLOW MFG: IFM EFECTOR PN: VORTEX SV5050 1,8-32 L/MIN 3/4" TYPE : VORTEX MEASURING RANGE 1.8...32 L/MIN PRESSURE RATING [BAR] 12 DESCR : QUICK DISCONNECT, DN 10, PROCESS CONNECTION: G �, CONNECTION TO PIPE BY MEA | 1 | F4CEN1 | CLASS C
25-111970-1016 | SENSOR, NA MFG: IFM PN: TR2439 TYPE: TEMPERATURE OPERATING VOLTAGE [V]: 18 - 32 DC CURRENT CONSUMPTION [MA]: 50 DESC: FOR PT100 AND PT1000 MEASURING ELEMENTS | 1 | F4CEN1 | CLASS C
25-111970-1028 | SENSOR, TEMPERATURE MFG: GM PARTS PN: 23363934 DESC: VELRDATR ACDELCO OP90 PRESENCE TOOTH VERIFICATION | 12 | F4CDN7- VENDING 6-12 | NO CONSIGNA
25-113710-0022 | SENSOR, LEVEL - MFG: IFM EFEC PN: LK1022 VOLT RTG: 18-30 VLT DC LEN: 264 MM | 2 | F4CEN1 | CLASS C
25-121528-0418 | SENSOR, PHOTOELECTRIC - MFG: BALLUFF PN: BOS020T SENSG RANG: 3.0 M CONN: CABLE WITH CONNECTOR, PVC, 0.20 M M8X1-S49 LASER LIGHT TYPE: LED, RED LIGHT VOLT RTG: 10-30 VLT DC DESC: SERIES R020K | 2 | F4CEN4 | CLASS A
25-121528-0419 | SENSOR, PHOTOELECTRIC - MFG: KEYENCE AMER PN: LR-W500C SENSG RANG: 30.00-500.00 MM CONN: M12 CONN TYPE: 4-PIN VOLT RTG: 10-30 VLT DC | 4 | F4CDN3 | CLASS A
25-121528-0432 | SENSOR, PHOTOELECTRIC - MFG: BANNER ENGR PN: QS18VP6DQ8/66460 SENSG RANG: 450 MM VOLT RTG: 10-30 VLT DC CNTCTS: SOLID STATE PNP | 1 | F4CEN6 | CLASS C
25-121528-0445 | SENSOR, PHOTOELECTRIC - MFG: BALLUFF PN: BF000EN TYPE: THROUGH BEAM PRDCT NUM: BFO N22-LA-01K-MZG-16-0,9 HSNG MATL: STAINLESS STEEL | 2 | F2CCN2 | CLASS C
25-121528-0448 | SENSOR, PHOTOELECTRIC - MFG: BALLUFF PN: BOS01MN TYPE: RETROREEFLECTIVE STYLE: BLOCK MODEL NUM: BOS 6K-PU-LK10-S49 SENSG RANG: 4.0 M CONN: M8X1-CONNECTOR, 90 DEGREE LASER LIGHT TYPE: RED LIGHT PRTCT RTG: IP67 VOLT RTG: 24 | 2 | VENDING MACHINE | CLASS A
25-121528-0450 | SENSOR, PHOTOELECTRIC - MFG: BALLUFF PN: BOS01TT TYPE: RETROREFLECTIVE STYLE: CYLINDER, STRAIGHT OPTICS MODEL NUM: BOS 12M-PS-PR10-S4 SENSG RANG: 3.0 M DIA: 12.00 MM CONN: M12X1-CONNECTOR, 4-POLE, A-CODED LASER LIGHT TYPE: | 16 | VENDING MACHINE ( MAX 18 - MIN 9 ) | CLASS A
25-121528-0453 | SENSOR, PHOTOELECTRIC - MFG: BALLUFF PN: BGL0016 TYPE: FORK STYLE: THROUGH-BEAM MODEL NUM: BGL 30A-001-S49 CONN: M8X1-CONNECTOR, 3-POLE LASER LIGHT TYPE: RED LIGHT PRTCT RTG: IP67 VOLT RTG: 24 VLT DC CURR RTG: 200.00 ML A | 4 | F4CEN4 (2-2 VENDING MACHINE PLANTA 5) | CLASS C
25-121528-0486 | SENSOR, PHOTOELECTRIC - MFG: IFM EFEC PN: O5D151 TYPE: DISTANCE STYLE: ADJUSTABLE MODEL NUM: O5DLCPKG/US SENSG RANG: 0.03-2 M VOLT RTG: 10-30 VLT DC | 1 | F4CEN1 | NO CONSIGNA
25-121528-1020 | SENSOR, PHOTOELECTRIC MFG: BALLUFF INC, PN: BOS01LE TYPE: OPTICAL SPECIAL FEATURE : BACKGROUND SUPPRESSION LIGHT TYPE : LASER RED LIGHT BOS 6K-PU-LH10-S75 | 3 | VENDING MACHINE (MAX 3 - MN 1) | CLASS C
25-121528-1031 | SENSOR, PHOTOELECTRIC MFG: BALLUFF INC, PN: BOS01UN LIGHT SPOT SIZE Ø 1.5 MM AT 25 MM RANGE 1...25 MM DESC : SERIES 12M, DIFFUSE SENSOR, TRIANGULATION HOUSING MATERIAL BRASS INTERFACE 2X PNP NORMALLY OPEN | 2 | F4CEN4 | CLASS C
25-121528-1049 | SENSOR, RETROREFLECTIVE MFG: BALLUFF PN: BOS01MH DIMENSION 12 X 41.5 X 21.6 MM LIGHT SPOT SIZE 600 X 600 MM AT 7 M RANGE 0...6 M | 5 | VENDING MACHINE (MAX 12 - MIN 9 ) | CLASS B
25-121528-1124 | SENSOR, NA MFG: DESTACO PN: 8EA-146-4-B-01 DESC: WITH IN-LINE CONNECTOR ( OBSOLETE PN : 8EA-146-2 , 8EA-146-4-B ) | 2 | F3CBN4 | CLASS B
25-121528-1137 | SENSOR, NA MFG: BALLUFF PN: BMF00F3 OPERATING VOLTAGE UB: 10 - 30 VDC AMBIENT TEMPERATURE: -25 - 85 DEG C CONNECTION: M8 X 1-MALE 3-POLE SWITCHING FREQUENCY: 3000 HZ BMF 243K-PS-C-2A-SA2-S49-00,5 | 9 | F4CEN4 | NO CONSIGNA
25-121528-1260 | SENSOR, INDUCTIVE MFG: BALLUFF PN: BES056C 18 X 65 MM RATED OPERATING DISTANCE SN=7.2 MM FLUSH 40 BAR DESC: CONNECTOR NORMALLY OPEN PRESSURE-RESISTANT BES M18EI-PSC72B-S04G-S03 | 12 | VENDING MACHINE ( MAX 18 - MIN 9 ) | CLASS B
25-121528-1261 | SENSOR, INDUCTIVE MFG: BALLUFF PN: BES056A 12 X 65 MM RATED OPERATING DISTANCE SN = 4 MM FLUSH 60 BAR DESC: CONNECTOR NORMALLY OPEN PRESSURE-RESISTANT BES M12EI-PSC40B-S04G-S03 | 20 | VENDING MACHINE ( MAX 18 - MIN 9 ) | CLASS A
25-121528-1262 | SENSOR, INDUCTIVE MFG: BALLUFF PN: BES0569 STYLE M8 X 1 RANGE 2 MM SWITCHING FREQUENCY 750 HZ DESC: FOR FLUSH MOUNTING PNP NORMALLY OPEN HOUSING MATERIAL STAINLESS STEEL BES M08EH1-PSC20B-S04G-S03 | 4 | VENDING MACHINE ( MAX 18 - MIN 9 ) | CLASS A
25-121528-1718 | SENSOR, NA MFG: BALLUFF PN: BES016W SUPPLY VOLTAGE: 10.0-55.0 V DIMENSIONS: M18X1 OPERATING DISTANCE SN [MM]: 16.00 MM | 17 | VENDING MACHINE ( MAX 18 - MIN 9 ) | CLASS C
25-121528-1784 | SENSOR, WHEEL SPEED MFG: MOPAR PN: 68360876AB H: 13 MM L: 13 MM | 2 | F3CBN3 | CLASS B
25-121528-2102 | SENSOR, NA MFG: CANFIELD CONNECTOR PN: 9D10-000-331 LENGTH: 8MM SIZE: 1/4 DESC: 9D-31 60 DVTL(STAND) | 2 | F3CBN4 | CLASS C
25-151804-0259 | LIGHT CURTAIN, SAFETY - MFG: SICK OPTIC PN: 1063379 TYPE: DETEC 4 CORE RESLUTN: 30.00 MM VOLT RTG: 24 VLT DC FLD HT: 900.00 MM TRNSMTR CBL LEN: 50.00 M RECVR CBL LEN: 50.00 M CONN TYPE: M12, 5-PIN DESC: SET OF RECEIVER 12 | 1 | AREA DE RECIBO | CLASS B
29-60-4760 | TOOL INSTALLATION CABLE TIE ADJUSTABLE PANDUIT GS2B-E ( REF OLD PN GS2B ) | 1 | F1CDN4 | CLASS C
2P+T | PLUG BTICINO 2P+T TOUCH DOWN 127V 15A | 39 | F4CAN4 | CLASS A
2TLJ020052R1000 | RELAY ABB CONTROL INC 2TLA0200052R1000 RELAY VITAL 1 SAFETY CONTROLLER REV. H (REF. OLD PART NO 2TLJ020052R1000) | 1 | F3CBN2 | CLASS C
2Z806 | MOTOR DAYTON 52JE27 GEAR DAYTON 6 RPM 1/330 HP 22.5 PULG-LB ( REF. OLD P/N: 2Z806, 3M096 ) | 1 | AREA DE RECIBO | CLASS C
30-4019-02M | ASSEMBLY MCLEAN MIDWEST 30-4019-02M BLOWER ASSEMBLY 230 VOLTS 2200 BTU, FOR M-28, (REF. THIS ASSEMBLY USES28106404SP MOTOR) | 3 | AREA DE RECIBO | CLASS C
304AFW9 | CONNECTOR REMKE 304AFW9 4 PIN FEMALE | 4 | F4CCN5 | CLASS C
36-85-1560 | SOLENOID ASCO 8210G3 WATER, OIL, OR GAS VALVE .750 IN SIZE OPENING INLINE MOUNTED DIRECT 2-WAY NC 120 AC VOLTS 60 HZ | 1 | F4CBN4 | CLASS C
38-101400-0724 | MOTOR - MFG: GAST MFG PN: 1AM-NRV-39A TYPE: AIR MTR SPD: 10000 RPM WATT RTG: 0.30 HP RTG: 0.42 HP DESC: MATERIAL: PLASTIC REF. OLD PART NO. 1AM-NRV-39C | 1 | F3CAN6 | CLASS C
38-111524-0669 | UNIT - MFG: KEYENCE AMER PN: SR-LR1 TYPE: COMMUNICATION STYLE: BLUETOOTH VOLT RTG: 24 VLT DC USED FOR: SR-G100 SERIES DPM CODE READER DESC: ETHERNET AND RS-232C, COMMUNICATION DISTANCE: 10.00 METER, OUTPUT POINTS: 3, OUTPUT FOR | 1 | F4CDN3 | CLASS B
38-2019-04 | ASSEMBLY MCLEAN MIDWEST 38-2019-04 BLOWER ASSEMBLY 115 VOLTS NO TOP FLANGE, 4000 BTU, FOR M-33, (REPLACES THE 11-6042-00) (REF. THIS ASSEMBLY USES 38201903SP MOTOR) | 1 | AREA DE RECIBO | CLASS C
38-380000-0132 | MAGNET - MFG: STORCH MGNTS PN: B002-0110-035N DIA: 0.11 IN LEN: 0.25 IN MATL: NEODYMIUM HLDG CPCT: 1.1 LB DESC: NICKEL PLATED, MAXIMUM OPERATING TEMPERATURE: 176 DEGREES FARENHEIT | 8 | F4CDN3 | CLASS C
38-380000-0137 | MAGNET - MFG: STORCH MGNTS PN: 1291-T-10 TYPE: POT HOLDING DIA: 0.3125 IN LEN: 0.625 IN MATL: ALNICO | 36 | F4CDN3 | CLASS C
38-380000-0172 | MAGNET - MFG: MISUMI AMER PN: HXU6 SHAPE: ROUND DIA: 6.0 MM MATL: COBALT | 12 | F4CCN3 | CLASS C
38-380000-0173 | MAGNET - MFG: INDUSTRIAL MAGN PN: CMP7512CSP2N42 TYPE: RING STYLE: COUNTER SINK SHAPE: ROUND DIA: 0.75 IN THK: 0.125 IN MATL: NICKEL PLATED RARE EARTH | 5 | F4CDN3 | CLASS C
38-51-7-024-0050 | INTERFACE FINDER 38.51.7.024.0050 EPSILON RELAY INTERFACE | 2 | F4CCN4 | CLASS C
39-22-0739 | FAN HOFFMAN ENG INC TFP41 PANEL COOLING FAN (REPLACES A-PA4AXFN) | 7 | F1CBN4 | CLASS C
3P+TIDE3852 | BASE I-DIVISION ELECTRICA 3P+TIDE3852 | 9 | F1CCN6 | CLASS C
3RH1131-1BB40 | CONTACTOR SIEMENS ENERGY 3RH1131-1BB40 | 2 | F1CAN5 | CLASS C
3RP1531-1AP30 | TIMER SIEMENS 3RP1531-1AP30 TIMER SIEMENS 3RP1531-1AP30 TIME RELAY, OFF-DELAY W. AUXIL. SW,1 C, 0.5 S. 10 S AC 24,200. 240 V AND DC 24 V, WITH LED | 3 | F1CAN3 | CLASS C
3RT1024-1BB40 | CONTACTOR- MFG:SIEMENS ENER TYPE:AC-3 SZ:50 VOLT RTG / TYPE:24 VLT DC MNTG TYPE:DIN RAIL POLE QTY:3 CURR RTG / TYPE:12 AMP PRTCT RTG:IP20 COIL TYPE:DC | 1 | F1CAN3 | CLASS C
3RT1025-1BB44 | CONTACTOR - TYPE: AC VOLTAGE RATING AND TYPE: 24 VOLTS DC CONTACT CONFIGURATION: 2 NO + 2 NC DESC: AC-3 7.5 KW/400 VOLTS, 3-POLE, SIZE S0, SCREW CONNECTION | 1 | F1CAN5 | CLASS C
3RV1011-1GA10 | CIRCUIT BREAKER- MFG:SIEMENS ENER TYPE:MOTOR STARTER PROTECTOR CURR RTG / TYPE:4.5-6.3 AMP POLE QTY:3 | 4 | F1CAN4 | CLASS C
3RV1011-1JA10 | CIRCUIT BREAKER- MFG:SIEMENS ENER TYPE:MOTOR PROTECTOR CURR RTG / TYPE:7.0-10.0 AMP POLE QTY:3 VOLT RTG / TYPE:690 VOLTS AC/DC TERMNL TYPE:SCREW SZ:S00 PRTCT RTG:IP20 | 1 | F1CAN4 | CLASS C
3RV1021-1DA10 | BREAKER SIEMENS ENERGY 3RV1021-1DA10 CIRCUIT SIZE S0 MOTOR PROTECTION 2.2-3.2 AMP RANGE 3 POLE 1.5 HP MAX AT 460 VAC | 2 | F1CAN3 | CLASS C
3RV1021-1JA10 | CIRCUIT BREAKER- MFG:SIEMENS ENER PN: 3RV2021-1JA10 CURR RTG / TYPE:7-10 AMP TERMNL TYPE:SCREW SZ:S0 DESC:STANDARD SWITCHING CAPACITY (REF: OLD PART NUMBER :3RV1021-1JA10) | 1 | F1CAN4 | CLASS C
3RV10-21-1JA15 | CONTACTOR SIEMENS 3RV10 21-1JA15 CONTACTOR FOR MOTORS 7-10A 1S!O (AAM NUMBER: 38.644-02.631.02/38.644-02.632.01) (KUKA REF: 4553902) | 1 | F1CAN4 | CLASS C
3RV1021-4DA10 | CIRCUIT BREAKER - MFG: SIEMENS ENER PN: 3RV1021-4DA10 CURR RTG / TYPE: 20.00-25.00 AMP TERMNL TYPE: SCREW SZ: S0 DESC: STANDARD SWITCHING CAPACITY | 2 | F1CAN3 | CLASS C
3RV2021-4AA20 | CIRCUIT BREAKER- MFG: SIEMENS ENER PN: 3RV2021-4AA20 TYPE: 3RV2 TRD NAME: SIRIUS VOLT RTG / TYPE: 690 SZ: S0 TRIP CURVE: CLASS 10 | 3 | F1CAN4 | CLASS C
3SB1902-2BU | LAMP SIEMENS ENERGY 3SB1902-2BU MULTI-INCANDESCENT 24 VOLTS | 2 | F4CCN6 | CLASS C
3SB3000-1HA20 | PUSH BUTTON - TYPE: MUSHROOM STYLE: EMERGENCY STOP DESC: 22 MM PLASTIC ROUND ACTUATOR, 40 MM LATCH, ROTATE-TO-UNLATCH MECHANISM, RED HOLDER | 6 | F1CAN3 | CLASS C
3SB34000B | ELEMENT SIEMENS 3SB34000B CONTACT ELEMENT COD. 1NA3SB3400-0B (PRE. CODE 140002) (REF. ENGLISH: ELEMENT) | 2 | F3CAN7 | CLASS C
3SB34000C | ELEMENT SIEMENS 3SB34000C CONTACT ELEMENT 1NF3SB3400-0C (PRE. CODE 140003) (REF. ENGLISH: ELEMENT) | 4 | F3CAN7 | CLASS C
3SB3500-2TA11 | SWITCH SIEMENS SWITCH 3SB3500-2TA11 22MM METAL ROUND ACTUATOR: SELECTOR SWITCH HEAVY DUTY MOMENTARY CONTACT TYPE 3 SWITCH POSITIONS I-O-II NON-ILLUMINATED WITH HOLDER BLACK SOLVENT-RESISTANT | 2 | F1CBN5 | CLASS C
3SB3501-6BA20 | LAMP SIEMENS 3SB3501-6BA20 REF: 1143872 SIGNAL LAMP RED (D=22.5) | 4 | F4CDN4 | CLASS C
40.52.8.230.0000 | RELAY:POWER-MFR:FINDER STYLE: PLUG-IN VOLTS230 ACCURRENT: 8.0 AMPS | 3 | F4CCN4 | CLASS C
44.52.9.024.0000 | RELAY - MFG: FINDER RELAY PN: 40.52.9.024.0000 TYPE: PCB 5.0 MM PINNING STYLE: MINIATURE COIL VOLT: 24 VLT DC VOLT RTG: 230/400 VLT AC CURR RTG / TYPE: 6 AMP NUM OF POLES: 2 AGNI,REF OLD PN 44.52.9.024.0000 | 1 | F4CCN4 | CLASS C
450-24VDC-WB | ALARM FED SIGNAL 450-24VDC-WB AUDIBLE HORN KIT 24 VDC (TRI) MACH NAME ABB S/N G847010 BT 606158 MDL 11.5 IN 3RD MEM ASSY | 1 | AREA DE RECIBO | CLASS C
45-10-0390 | LAMP TELEMECANIQUE DL1BA024 INDICATOR 24 V 6.5 W BA15D BULB 42 MM LG F/ INDICATING BEACONS (TRI) USED W/ XVA-C211 BASE DEPT 64 EMAG SAME AS ALLEN-BRADLEY 855T-L24/A "SAME AS AB 855TL24" | 30 | F4CCN6 | CLASS B
47-10-6565 | BREAKER CIRCUIT-SQUARE D Q0130 30 AMP 120/240 VOLT 1 POLE | 24 | F4CAN5 | CLASS C
4V026A-H | DRIVE SPINDEL CORPORATION 4V026A-H WHEEL SPINDLE DRIVE | 1 | AREA DE RECIBO | CLASS C
500-125 | CONNECTOR STEREN DB25P CONNECTOR TYPE DB25P FEMALE STEREN MODELO 500-125 25 PIN | 5 | F4CCN2 | CLASS C
50X10X4 | MAGNET NICKO CONSTRUCCIONES 50X10X4 MAGNET NEODYMIUM N35 NI GRADE 35 50X10X4 MM REF: AIMAN SISTEMAS MAGNETICOS | 56 | F4CDN3 | CLASS C
51-07-4165 | SWITCH SQUARE D SCHNEIDER HU361 NON-FUSIBLE DISCONNECT HD CLASS 3110 30 AMP 600 VOLT AC/DC 3 POLES NEMA 1 STEEL. | 1 | F4CAN2 | CLASS C
51-36-2064 | SWITCH BANNER ENGR SM2A312FQD PHOTO MINI BEAM SENSOR INFRARED FIBER OPTIC 24 - 240 VAC W/ 3 PIN MICRO QD CONNECTOR | 2 | F4CEN6 | NO CONSIGNA
51-36-3003 | SWITCH PROXIMITY BALLUFF BES-516-324-E5-C-S4 10 - 30 VDC PNP 4 WIRE 8 MM TUBULAR 1.5 MM SENSING DISTANCE NORMALLY OPEN C/C: 0821-M574 REPLACEMENT NUMBER: BES M08EE-PSC15B-S04G | 7 | F4CEN4 | CLASS B
51-36-8361 | SENSOR TURCK BI 5-M18-AD4X-H1141 10 - 65 VDC, RANGE 5 MM BANEL DIA. 18 MMID NUMBER T4414500 SENSING OUTPUT 2-WIRE DC. | 1 | F4CEN3 | CLASS C
51-425-036 | SWITCH, PUSHBUTTON - MFG: EAO CORPORATION PN: 51-425.036 TYPE: ACTUATOR STYLE: ILLUMINATED, LOW LEVEL BTTN SHAPE: RECTANGULAR VOLT RTG / TYPE: 42 VLT SZ: 18 X 24 MILLIMETERS PRTCT RTG: IP 65 CNTCTS: SPST-NO | 1 | F4CDN4 | CLASS C
51-903.2 | LENS EAO 51-903.2 LENS CAP RED COLOR FOR USE WITH 51 SERIES PUSHBUTTON SWITCHES (REF NEWARK PART #: 66F9713) | 7 | F4CCN3 | CLASS C
51-903.5 | LENS EAO 51-903.5 LENS CAP GREEN COLOR FOR USE WITH 51 SERIES PUSHBUTTON SWITCHES(REF NEWARK PART #: 66F9715) | 4 | F4CCN3 | CLASS C
51-903.7 | LENS EAO 51-903.7 LENS CAP WHITE COLOR (REF NEWARK PART #: 66F9699) | 20 | F4CCN3 | CLASS C
52005-M | RELAY MURRELEKTRONIK 52005 INPUT 24VDC | 1 | F4CCN4 | CLASS C
527464 SDE5-D10-O-Q6-P-M8 | SWITCH, PRESSURE- MFG:FESTO PRSUR RANG:0-10 BAR VOLT RTG / TYPE:15-30 VLT DC PRTCT RTG:IP40 CONN TYPE:PLUG, ROUND DESIGN, M8X1, 3-PIN | 1 | F4CCN4 | NO CONSIGNA
54-153138-1011 | SENSOR HEAD, STANDARD MFG: KEYENCE, PN: IV-HG500CA TYPE : 1/3 INCH COLOR CMOS COLOR DESC : AUTOMATIC FOCUS MO | 2 | F4CDN3 | CLASS B
54-49-4643 | MOTOR BODINE ELEC 42R4BFSI-5L .125 HP 43 RPM 40:1 RATIO 77 LB/IN TORQUE 115 VOLT SINGLE PHASE NS1-54SL REF: BODINE ELEC 620 | 1 | AREA DE RECIBO | CLASS C
54-49-6345 | MOTOR THORESON-MCCOSH 404365 MOTOR VACUUM TYPE 115757 (REFERENCE: REPLACEMENT BRUSHES ORACLE ID: 54-11-7326) MOTOR VACUUM 115V MLI/VMI/VMIR 5.7 IN 116758-13 | 3 | F3CBN1 | CLASS B
545547-09 | CABLE HEIDENHAIN 545547-09 CABLE 9M ASSEMBLY FOR LC193F (REF. SAGINAW MCH P/N 137391) | 1 | F2CAN1 | CLASS B
55-102200-2836 | PLATE - MFG: APT MANUFACTURING SOLUTIONS PN: AFSB-521-C-DI TYPE: ADAPTER DESC: FITS: COGNEX DATAMAN 300 AND INSIGHT 7000, SWIVEL LINK | 9 | F4CBN2 | CLASS C
551375 SMT-10M-PS-24V-E-0.3-L-M8D | SWITCH, PROXIMITY - MFG: FESTO PN: 551375 SMT-10M-PS-24V-E-0.3-L-M8D MODEL NUM: SMT-10M-PS-24V-E-0.3-L-M8D CBL LEN: 0.3 M VOLT RTG: 24 VLT DC CONN TYPE: M8D M8, THREAD, ROTATABLE | 4 | F3CBN4 | NO CONSIGNA
5601-I | SWITCH LEVITON 5601-I IVORY 15 AMP QUICKWIRE PUSH-IN SIDE WIRED 120/277 VAC SINGLE POLE | 4 | F4CAN4 | CLASS A
5862K51 | MAGNET MCMASTER-CARR 5862K51 ULTRA-HIGH-PULL NEODYMIUM DISC MAGNET, 1/8" DIA., 1/8" THICK, 0.7 PULL LBS (REF. SOLMEC P/N SOL-D-019-14) | 12 | F4CDN3 | CLASS C
589614-02 | ENCODER - MFG: HEIDENHAIN PN: 589614-02 TYPE: ROTARY STYLE: INCREMENTAL MODEL NUM: ERN 180 5000 03S12-03 CONN TYPE: 1.0 M CABLE, ELECTRICAL: COUPLING MALE 12-PIN, CABLE OUTLET FOR AXIAL AND RADIAL SHAFT SZ: 25.00 MM DESC: LIN | 1 | F4CCN1 | CLASS C
607720N2 | CABLE HEIDENHAIN 607720-N2 CABLE ASSEMBLY TYPE: ADAPTER, LENGTH: 0.25 METER, DESC: LC1X3F/M TO LC1X1/1X2F/M | 1 | F1CBN5 | CLASS B
60BS24-1 | SPROCKET MARTIN SPROCKET 60BS24 1 SPROCKET 60BS24 BARRENO 1 | 2 | F4CAN1 | CLASS C
63-35-6568 | CHIRON SWITCH LIMIT HOME OMRON SHL-Q2255-01 USED ON NIKKEN FIXTURES | 2 | F3CBN4 | CLASS C
65N1162-0BA02-0AA2 | BLOWER SIEMENS ELECTRO 6SN1162-0BA02-0AA2 AIR BLOWER PART NUMBER | 1 | F2CCN1 | CLASS C
66454-BE | SENSOR BANNER ENGINEERING 66454 PHOTOELECTRIC SENSOR WORLD-BEAM QS18 SERIES RETRO, MODEL NO. QS18VP6LVQ8, RANGE: 6,5M, INPUT: 10-30V DC, OUTPUT: COMPLEMENTARY SOLID STATE PNP, INTEGRAL EURO-STYLE QUICK-DISCONNECT CONNECTOR | 1 | F4CEN6 | CLASS C
667343-01 | CABLE HEIDENHAIN 667343-01 CABLE HEIDENHAIN 667343-01 FOR ENCODER ERN 1381 534118-02 | 2 | F2CBN5 | CLASS C
67922-1 | SWITCH PHD 67922-1 GRIPPER REED SWITCH FOR EDMUNDS GAGE G517950 | 5 | F3CBN4 | CLASS C
69-77-6330 | AMPLIFIER - MFG: HONEYWELL PN: R7847A1033 TYPE: RESPONDS TO FLAME DETECTOR STYLE: 7800 SERIES VOLT RTG: 0-5 VLT DC DESC: RECTIFICATION FLAME FAILURE RESPONSE TIME 2.0 OR 3.0 SECONDS | 1 | F1CCN2 | CLASS C
6EP1334-2BA00 | POWER SUPPLY SIEMENS 6EP1334-2BA00 24 VDC 10 A 120 VAC | 1 | F1CAN5 | CLASS B
6EP1436-2BA00 | POWER SUPPLY - MFG: SIEMENS ENER PN: 6EP1436-2BA10 TYPE: STABILIZED MODEL NUM: SITOP PSU300S MAX INPUT VOLT RTG / TYPE: 400-500 VLT MAX OTPT CURR RTG: 20 AMP OTPT VOLT RTG / TYPE: 24 VLT DC | 1 | F1CAN7 | CLASS B
6EP1931-2EC41 | MODULE - MFG: SIEMENS ENER PN: 6EP1931-2EC42 TYPE: ELECTRONIC STYLE: UNINTERRUPTIBLE POWER SUPPLY VOLT RTG / TYPE: 24 VDC DESC: WITH USB INTERFACE INPUT | 1 | F1CAN5 | CLASS B
6EP1931-2FC01 | POWER SUPPLY SIEMENS ENERGY 6EP1931-2FC01 23.5-26 VOLTS INPUT 24 VDC MAX OUTPUT 40 AMPS MAX OUTPUT CURRENT 8.660 IN W 5.120 IN HT REPLACED BY 6EP1931-2FC21 | 1 | F1CAN7 | CLASS C
6EP1935-6MD11 | BATTERY SIEMENS 6EP1935-6MD11 SITOP BATTERY MODULE USED WITH UPS, 24 VDC 10 AMP OUTPUT, DIN RAIL OR WALL MOUNT | 2 | F1CAN5 | CLASS C
6ES7138-4CA01-0AA0 | MODULE SIEMENS 6ES7138-4CA01-0AA0 MODULE TYPE:POWER TRD NAME:SIMATIC VOLT RTG / TYPE:24 VOLTS DC W/ DIAGNO ET200S | 1 | F1CAN5 | CLASS C
6ES7322-1BF01-0AA0 | MODULE SIEMENS ENERGY 6ES7322-1BF01-0AA0 OUTPUT 8PTS 24VDC 2A | 1 | F1CAN5 | CLASS C
6FC5203-0AF22-1AA0 | PANEL SIEMENS 6FC5203-0AF22-1AA0 SINUMERIK 810D/840D MACHINE CONTROL (MCP), MPI, 19 INCHES WIDTH, MEMBRANE KEYS STANDARD/US-LAYOUT | 1 | F1CAN1 | CLASS C
6FX7002-5YP20-1AB8 | CABLE ASSEMBLY- MFG:SIEMENS ENER TYPE:POWER LEN:1.8 M DESC:LONG EXTENSION CABLE FOR 1FN3 MOTOR CONNECTOR SIZE 1 MOTION CONNECT 700 | 1 | F1CAN2 | CLASS C
7000-12481-0000000 | CONNECTOR MURRELEKTRONIK 7000-12481-0000000 CONNECTOR RECTO M12 MALE, 4 POLES (IDC) | 4 | F4CCN5 | CLASS C
7000-12601-0000000 | CONNECTOR MURRELEKTRONIK 7000-12601-0000000 CONNECTOR FEMALE STRAIGHT FIELD WIREABLE (IDC) MOSA M12, 4 POLE, DIA. 0.25 TO 0.5MM | 11 | F4CCN5 | CLASS C
7000-12701-0000000 | CONNECTOR MURRELEKTRONIK 7000-12701-000-0000 M12 MALE STRAIGHT PLUG CONNECTOR | 10 | F4CCN5 | CLASS C
7000-46041-8020800 | CABLE MURRELEKTRONIK 7000-46041-8020800 CABLE ASSEMBLY - CABLE TYPE: SHIELDED END CONNECTOR TYPE: M12 MALE / M12 FEMALE STRAIGHT LENGTH: 8.00 METERS | 1 | F1CBN6 | CLASS C
70X10X4 | MAGNET NICKO CONSTRUCCIONES 70X10X4 MAGNET NEODYMIUM N35 NI GRADE 35 70X10X4 MM REF: AIMAN SISTEMAS MAGNETICOS | 10 | F4CDN3 | CLASS C
710-783 | LIGHT KELLY CO 710-783 SIGNAL LIGHT MODEL 403 | 10 | AREA DE RECIBO | NO CONSIGNA
710-784 | LIGHT KELLY CO 710-784 GREEN SIGNAL MODEL 403 | 10 | AREA DE RECIBO | NO CONSIGNA
72060-BE | SENSOR BANNER ENGINEERING 72060 QC50 SERIES, TRUE COLOR SENSOR RANQUE: 20MM, INPUT 10-30VDC OUTPUTS 3PNP MODEL QCX50A3P6XWDQ | 2 | F4CEN6 | CLASS C
80301-I | PLATE LEVITON 80301-I IVORY DECORA PLUS SCREWLESS SNAP-ON WALL | 52 | F4CAN3 | CLASS B
80401-I | PLATE LEVITON 80401-I DECORA IVORY PLASTIC WALL | 45 | F4CAN3 | CLASS B
8WD4328-1XX | LAMP SIEMENS 8WD4328-1XX SIGUARD SIGNAL COLUMN INCANDESCENT LAMP, 24V 5W WITH BASE BA 15D | 8 | F4CEN6 | NO CONSIGNA
900-002-162 | CABLE HIRSCHMANN 900-002-162 INDUSTRIAL ETHERNET CORD RJ45 TO RJ45 MODEL No. J424THFSTJT15.0M | 4 | F1CDN2 | CLASS C
900-002-196 | ***ITEM DUPLICATE CODE USE THIS: 13-612160-0882 DESC: CABLE ASSEMBLY - MFG: HIRSCHMANN ELEC PN: M224THFSTJT15.0M TYPE: HIGH FLEX END CONN TYPE: M12 END CONNECTOR TYPE 2: RJ45 CBL AWG SZ: 24 AWG*** | 1 | F1CDN2 | CLASS C
9036 LG1120A | SWITCH CEISA FL19 SUBMERSIBLE FLOW 115 VAC 1 HP (REF: SQUARE D 9036 LG1120A) | 6 | F4CCN3Y0 | CLASS A
9070-T100D13 | TRANSFORMER SQUARE D 9070 T100D13 TRANSFORMER 120 VAC 50/60 HZ 12/24 VAC 100 VA | 3 | AREA DE RECIBO | CLASS C
9339A | SENSOR, TORQUE- MFG:KISTLER INST TYPE:PIEZO REACTION STYLE:1-COMPONENT DESC:MEASURING RANGE MZ: -10 TO 10 NM, HEIGHT: 34.00 MM, DIAMETER: 30.00 MM | 1 | F4CDN1 | CLASS A
949-200-331 | SENSOR - MFG: NUMATICS PN: P494A0022600A00 TYPE: MAGNETIC STYLE: DOVETAIL VOLT RTG / TYPE: 6-24 VLT DC DESC: QUICK DISCONNECT, SOURCING PNP, LED REF OLP PN 949-200-331 | 2 | F3CBN4 | CLASS C
9504-060100 | CABLE BELDEN 9504 060100 MULTI-CONDUCTOR-9504 COMPUTER CABLE FOR EIA RS-232, 100FT,PUTUP 30MT24 AWG STRANDED(7X32)TC CONDUCTORS, SEMI-RIGID PVC INSULATION, TWISTED PAIRS 300V RMS OPERATING TEMPERATURE RANGE -30C/+80C,CABLE DIA.6.731MM | 2 | AREA DE RECIBO | CLASS C
96211-BB3-T2 | SWITCH BARKSDALE 96211-BB3-T2 PRESSURE OPER RANGE 8.5-500 PSI | 2 | F2CCN3 | CLASS C
97-3106A-18-1S | CONNECTOR AMPHENOL INDUSTRIAL 97-3106A-18-1S CIRCULAR CONNECTOR PLUG 18-1S CABLE, CONNECTOR TYPE: CIRCULAR INDUSTRIAL, MATERIAL BODY ALUMINIUM ALLOY, CONNECTOR SHELL SIZE 18, INSERT ARRANGEMENT 18-1 (REF. NEWARK PART #93F1162) | 4 | F4CCN5 | CLASS C
97-3106A-20-29P | CONNECTOR AMPHENOL INDUSTRIAL 97-3106A-20-29P CIRCULAR CONNECTOR PLUG SIZE 20, 17POS, CABLE, CONNECTOR TYPE: CIRCULAR INDUSTRIAL, BODY MATERIAL ALUMINIUM ALLOY, CONNECTOR SHELL SIZE 20, INSERT ARRANGEMENT 20-29 (REF. NEWART PART#93F1258) | 2 | F4CCN5 | CLASS C
A03B-0819-C160-D | MODULE - MFG: FANUC AMER PN: A03B-0819-C160 TYPE: RELAY STYLE: I/O OUTPUT | 1 | F1CCN2 | CLASS A
A06B-0371-B675#7076 | MOTOR GE FANUC A06B-0371-B675#7076 DRIVE SVMTR A1 3K 64KA ST | 1 | AREA DE RECIBO | CLASS C
A06B-6096-H104 | AMPLIFIER GE FANUC A06B-6096-H104 B AXIS SERVO MOTOR | 1 | AREA DE RECIBO | CLASS C
A06B-6124-H104 | MODULE FANUC FA A06B-6127-H104 INDIA PRIVATE LIMITED TYPE:SERVO AMPLIFIER (REF. OLD P/N A06B-6124-H104) | 1 | AREA DE RECIBO | CLASS C
A10-LA2 | TRANSFORMER DONGAN ELEC A10-LA2 IGNITION REF: WIS P/N 4898A-26-1 MACH NAME WIS FURNACE - CARBURIZE BT 605458, 605463 | 2 | F4CEN7 | CLASS B
A258B | MONITOR TIME MARK CORP A258B TYPE: 3-PHASE GENERAL CHARACTERISTICS ITEM DESCRIPTION: 480 VOLTS AC, 60 HERTZ, 4.5 WATTS | 1 | F4CDN1 | CLASS C
A50P275-4 | FUSE GOULD SHAWMUT A50P275-4 FUSE275 AMP A50P275-4 SEMICONDUCTOR PROTECTION FUSE | 6 | F4CFN1 | CLASS C
A60L-0001-0046#1.0A | FUSE FANUC FA A60L-0001-0046#1.0A FUSE 1.0 AMP GREEN | 2 | F4CDN5 | CLASS C
A60L-0001-0175#0.5A | FUSE, ELECTRICAL - MFG: FANUC ROB PN: A60L-0001-0175#0.5A MODEL NUM: XGMF-08640 CURR RTG: 0.5 AMP COLOR: CLEAR CUBE BLACK BASE | 2 | F4CDN5 | CLASS C
A60L-0001-0194#5.0 | FUSE GE FANUC A60L-0001-0194#5.0 5.00 AMPS | 5 | F4CDN5 | NO CONSIGNA
A60L-0001-0290#LM10C | FUSE, ELECTRICAL - MFG: FANUC ROB PN: A60L-0001-0290#LM10C DESC: LM10C 1A, REF: XGMF-20953 | 25 | F4CDN5 | CLASS C
A660-2005-T505-L14R03U | CABLE FANUC FA A660-2005-T505-L14R03U CABLE 14M(SIGNAL) ANGLE SHELL | 1 | F2CCN7 | CLASS C
A860-2000-T321 | ENCODER FANUC AMERICA A860-2000-T321 ENCODER TYPE:PULSE STYLE:SEALED | 1 | F4CCN4 | NO CONSIGNA
A90L-0001-0441 | FAN - MFG: FANUC ROB PN: A90L-0001-0441 DESC: FAN UNIT, REF: REPLACEMENT PART NO. A02B-0236-K120 | 3 | F2CCN4 | CLASS C
AAM-ELEC-0010 | SWITCH TURCK BI2-CRS260-AP4X2-H1141/S34 PROXIMITY CYLINDER POSITION | 2 | F4CEN3 | CLASS C
AAM-ELEC-0011 | CABLE TURCK WK4.5T-1.3-RS4.5T/S1077 / SV REFER DATASHEET RESOURCE CENTER OR PDF IF AVAILABLE ( REF. OLD PN WK4.5T-1.3-RS4.5T/S1077 ) | 15 | F2CAN7 | CLASS C
AAM-ELEC-0031 | CABLE TURCK VBRS4.4-2WK4T-.5/.5/S857/ S1077 SPLITTER,TURCK,SILICON COVERED | 3 | F2CAN7 | CLASS C
AAM-ELEC-0032 | CABLE TURCK RK4.4T-1.9-RS4.4T/S1077 | 40 | F2CAN7 | CLASS A
AAM-ELEC-0033 | CABLE TURCK RK4.4T-3-RS4.4T/S1077 | 30 | F2CBN7 | CLASS A
AAM-ELEC-0034 | CABLE TURCK RK4.4T-1.1-RS4.4T/S1077/SV, ID NUMBER UX02546 | 10 | F2CBN5 | CLASS B
AAM-ELEC-0049 | CORDSET TURCK AAM-ELEC-0049 P/N: RK4.5T-1.1-WS4.5T/S1077 CORDSET, EURO CONNECTOR, 1.1MM, SILICONE COVER | 10 | F2CBN7 | CLASS C
AAM-ELEC-0050 | CORDSET TURCK AAM-ELEC-0050 P/N: RK4.5T-0.5-WS4.5T/S1077/SV CORDSET, EURO CONNECTOR, 0.5MM, SILICONE COVER | 30 | F2CAN7 | CLASS C
AAM-ELEC-0070 | SENSOR, PHOTOELECTRIC - MFG: IFM EFEC PN: O5H500 TYPE: DIFFUSE REFLECTION MODEL NUM: O5H-FPKG/US SENSG RANG: 50-1800 MM PRTCT RTG: IP67, II VOLT RTG: 10-36 VLT DC CURR RTG: 200 ML AMP(REF: REPLACES OT5213 & OT5215) | 3 | F4CEN1 | CLASS A
AAM-ELEC-0172 | SENSOR BALLUFF BES M12EG1-PSC60Z-S04G-S11 INDUCTIVE SENSOR | 3 | F4CEN4 | CLASS B
AAM-ELEC-0249 | EXTENSION TURCK WK 4T1P7X2RS 4T/S90 / SV CORDSET - EXTENSION CABLE, PUR TYPE CABLE, PNP STATUS LED, EUROFAST, 3-WIRE, 4-PIN FEMALE 90 DEG. TO MALE STRAIGHT, 1.0 M LENGTH ( REF. OLD PN WK 4T1P7X2RS 4T/S90 ) | 10 | F2CAN7 | CLASS C
AAM-ELEC-0250 | EXTENSION TURCK RKE 4T1.4P7X2RS 4T/S90 CORDSET - EXTENSION CABLE, PUR TYPE CABLE, PNP STATUS LED, EUROFAST, 3-WIRE, 4-PIN FEMALE STRAIGHT TO MALE STRAIGHT, 1.4 M LENGTH | 2 | F2CAN7 | NO CONSIGNA
AAM-ELEC-0251 | SPLITER TURCK VBRS 4.4-2RK 4T-0.3/0.3 SPLITTER - 2-FEMALE BRANCH (PIN 4) TO ONE FEMALE TRUNK (PIN 2 & 4), PNP SIGNALS, BRANCH CABLES ARE 0.3 M, ALL EUROFAST | 18 | F2CAN7 | CLASS C
AAM-ELEC-50 | SWITCH TURCK T4607099 OR T4608094 PROXIMITY SWITCH INDUCTIVE, SENSING DISTANCE 3MM, DIA: 12MM, EUROFAST CONNECTION, (REF:BI 4-MT12H-AP6X-H1141/S1589) | 3 | F4CEN3 | CLASS C
AAM-WELD-0002 | ACTUATOR BALLUFF BESA-12-25-12-BANKING-SCREW PROXIMITY BANKING SCREW ACTUATORS (25MM LENGTH). REFER TO AAM-WELD-0002 | 1 | F4CEN4 | CLASS B
ABMS-A-C (PA) | ADHESIVE PANDUIT ABMS-A-C BACKED MOUNTS (29 MM) PANDUIT (100 PCS PER PKG) | 398 | F1CDN5 | CLASS A
ADF-J-U-1/4-10-2 | THERMOCOUPLE OMEGA ADF-J-U-1/4-10-2 STYLE ADF, CALIBRATION J TYPE, JUNCTION U, A DIMENSION 0.250 INCHES, B DIMENSION 10 INCHES LENGTH, TERMINATION STYLES 2 | 7 | F4CCN4 | NO CONSIGNA
AGC-1 | FUSE, ELECTRICAL - MFG: BUSS COOPER IND PN: AGC-1 TYPE: FAST ACTING CURR RTG: 1.0 AMP VOLT RTG: 250 VLT AC DIA: 0.25 IN LEN: 1.25 IN MATL: GLASS TUBE | 2 | F4CCN5 | CLASS C
AGC-2 | FUSE, ELECTRICAL - MFG: BUSS COOPER IND PN: AGC-2 TYPE: FAST ACTING CURR RTG: 2.0 AMP VOLT RTG: 250 VLT AC DIA: 0.25 IN LEN: 1.25 IN MATL: GLASS TUBE | 10 |  | CLASS C
AH165-2SFLG11E3 | SWITCH FUJI ELEC AH165-2SFLG11E3 SWITCH PUSH BUTTON CYCLE START GR PB W/LAMP MODEL No. MYNX6500/50 SERIAL No. MV0049-000998 (REF: DAEWOO & DOOSAN P.N. ESWPB0045, MODEL NO. PUMA GT 2100M, SERIAL NO. ML0237-000173, ML0237-000174) | 2 | F4CDN4 | CLASS C
AH165-SLY11E3 | SWITCH FUJI ELECTRIC AH165-SLY11E3 PUSHBUTTON, YELLOW ILLUMINATED SQUARE FLUSH HEAD, 24 VDC LED | 2 | F4CDN4 | CLASS C
AH165-SP2B11 | SWITCH FUJI ELEC AH165-SP2B11 KEY SWITCH, KNOB WITH SQUARE BEZEL, 2 POS 90 DEG | 6 | F4CDN4 | CLASS C
AH165-TFS11 | SWITCH FUJI ELEC AH165-TFS11 SWITCH PUSH BUTTON BLUE RECTANGULAR HEAD (REF: DAEWOO & DOOSAN P. N. ESWPB0057) | 4 | F4CDN4 | CLASS C
AH165-TLY11E3 | SWITCH FUJI ELEC AH165-TLY11E3 SWITCH,PUSH BUTTON;W/LAMP (REF: DOOSAN ESWPB0103) | 2 | F4CDN4 | NO CONSIGNA
AJT1 | FUSE FERRAZ /MERSEN AJT1 FUSE, 1A 600V, CLASS J, DUAL ELEMENT TIME DELAY(REF. EQUIVALENT P/N BUSSMAN LPJ-1SP) | 21 | F4CFN5 | CLASS C
AJT100 | FUSE, TIME DELAY - MFG: MERSEN PN: AJT100 CURR RTG: 100.00 AMP VOLT RTG: 600 VLT AC CLASS: J | 19 | F4CFN4 | CLASS C
AJT35 | FUSE, TIME DELAY - MFG: MERSEN PN: AJT35 CURR RTG: 35.00 AMP VOLT RTG: 600 VLT AC CLASS: J | 10 | F4CFN4 | CLASS C
AJT-5 | FUSE FERRAZ SHAWMUT AJT-5 CLASS J TD 600 VOLTS 5 AMPS (REF: PLEASE USE THIS ITEM FOR QMI ORG. ONLY) | 27 | F4CFN5 | NO CONSIGNA
AJT6 | FUSE, TIME DELAY - MFG: MERSEN PN: AJT6 CURR RTG: 6.0 AMP VOLT RTG: 600 VLT AC CLASS: J | 22 | F4CFN5 | CLASS C
AJT80 | FUSE GOULD PUMPS AJT80 TIME DELAY 80 AMP 600 VOLT **COLFOR REF: FERRAZ SHAWMUT** | 10 | F4CFN5 | CLASS B
AKB 2-RST 3-602/2M | CABLE LUMBERG AKB 2-RST 3-602/2M SENSOR/ACTUATOR EQUIVALENT P/N U0117-16 VBRS 4.4-2RK 4T-2/2 | 1 | F2CBN5 | CLASS C
AM400D480 | BALLAST SOLA BASIC AM400D480 BALLAST FOR METALLIC ADDITIVE 400 WATTS 460 VAC REPLACEMENT NUMBER: CB400MHWMASMX | 3 | F4CAN1 | CLASS C
AR22-PR211B | SWITCH FUJI ELEC AR22-PR211B SELECTOR 2 POSITION | 4 | F4CDN4 | CLASS C
AR22-V2R11R | SWITCH FUJI ELEC AR22-V2R11R PUSHBUTTON OPERATOR PUSH-LOCK TYPE 1 NO 1 NC CONTACTS BLACK | 1 | F4CDN4 | CLASS C
AS-708-13 | SWITCH - MFG: TREGASKISS PN: AS-708-13 TYPE: MICRO STYLE: ASSEMBLY DESC: FOR: CLUTCH | 2 | F4CCN4 | NO CONSIGNA
ASB2-RKT4-3-632/1M | SPLITTER LUMBERG ASB2-RKT4-3-632/1M, SPLITTER LUMBERG ASB2-RKT4-3-632/1M STRAIGHT MALE 4 PIN MICRO CONNECTOR SPLITTER WITH 1 M CABLES | 5 | F2CBN3 | CLASS C
ASBS 2 M8 | SPLITTER LUMBERG ASBS 2 M8 END TYPE 1: M12 MICRO MALE END TYPE 2: M8 MINIATURE FEMALE END TYPE 3: M8 MINIATURE FEMALE 4 AMP VOLT : 60 VOLTS POLE: 3 MATERIAL: TPU PROTECTION: IP67 NEMA 6P REF: SAME AS ALLEN-BRADLEY P/N: 898P-32YY-DM4 | 10 | F4CCN5 | CLASS C
ASBS-2-M12-5S | CONNECTOR LUMBERG ASBS-2-M12-5S M12 MICRO SPLITTER/T-CONNECTOR WITH TWO M12 FEMALE CONNECTORS, WITH SELF-LOCKING THREADED JOINT (A AND B CONNECTORS 5-POLE/4 WIRES). | 15 | F4CCN5 | CLASS C
ASBS8/LED5/4 | BOX LUMBERG ASBS8/LED5/4 DISTRIBUTION, 8 PORT QUICK DISCONNECT ACTUATOR/ SENSOR INTERFACE, 10-30 VDC 5 POLE 4 WIRE OUTLETS W/ 12 PIN ON BOARD M23 CONNECTOR REF CT-59362-103 | 1 | F1CCN4 | CLASS C
ASBSV4LED5 | BOX LUMBERG ASBSV4LED5 FOR SOLENOID VALVE/LIMIT SWITCH/PHOTOELECTRIC CELL CONN. 19 POLES 8 WAYS 5 POLES M12 | 1 | F4CDN1 | CLASS C
ATDR15 | FUSE, TIME DELAY - MFG: MERSEN PN: ATDR15 CURR RTG: 15.00 AMP VOLT RTG: 600 VLT CLASS: CC | 1 | F4CFN6 | CLASS C
ATDR3 | FUSE, TIME DELAY - MFG: MERSEN PN: ATDR3 CURR RTG: 3.0 AMP VOLT RTG: 600 VLT AC CLASS: CC | 20 | F4CDN6 | CLASS B
ATQR2 | FUSE, TIME DELAY - MFG: MERSEN PN: ATQR2 CURR RTG: 2.0 AMP VOLT RTG: 600 VLT AC CLASS: CC | 30 | F4CDN5 | CLASS B
AZM161SK24RK24VAC/DC | GATE SCHMERSAL AZM161SK-12/12RK-024 SOLENOID LATCHING GATE INTERLOCKS (DESCONTINUED P/N AZM161SK-24RK-24VAC/DC) | 3 | F3CBN2 | CLASS C
AZM-161SK-33RKA-024 | SWITCH SCHMERSAL AZM 161SK-12/12RKA-024 SAFETY INTERLOCK WITH SOLENOID LATCHING, 3NO & 3NC CONTACTS IEC60947-5-7.. (REF DESCONTINUED P/N: AZM 161SK-33RKA-024) | 2 | F3CBN1 | CLASS C
B 4151-0/9 | CONNECTOR TURCK B 4151-0/9 MINIFAST FIELD WIREABLE | 6 | F4CCN5 | CLASS C
B30A40AC | AMPLIFIER ADVANCED MOTION CONTROLS B30A40AC BRUSHLESS SERVO AMPLIFIER, DIAMOND ROLL SPINDLE DRIVE | 1 | F4CDN7 | CLASS C
B-5131-0 | CONNECTOR TURCK B 5131-0 CONNECTOR FEMALE 60 VAC / 75 VDC, 4A, 85 DEGC, PBT, BLACK, 3 TO 5 MM 24 AWG | 3 | F4CCN5 | NO CONSIGNA
B8141-0 | CONNECTOR TURCK MULTIPROX B8141-0 FIELD WIREABLE (REF. SAME ORACLE ID: 54-22-9210) ID. NUMBER U6545 | 17 | F4CCN4 | CLASS A
BA15 | LAMP OSRAM BA15 LAMP 12 VDC MOD. 1141 (REF: INASA).REF: TREND PART NUMBER SYL1141 | 5 | F4CCN6 | NO CONSIGNA
BA1-53SMETA | SENSOR BANNER ENGINEERING BA1.53SMETA GLASS FIBER OPTIC CORE DIA: 2.29 MM MIN BEND RADIUS: 19MM RIGTH ANGLE 3 FT | 2 | F2CCN3 | CLASS C
BA2-53S | CABLE, FIBER OPTIC - MFG: BANNER ENGR PN: 20276 STYLE: RIGHT ANGLE SENSING TIP MODEL NUM: BA2.53S DIA: 0.156 IN LEN: 36.00 IN | 1 | F2CCN3 | NO CONSIGNA
BAA1000 | RAIL IDEC BAA1000 DIN RAIL, 1M LONG, ALUMINUM | 2 | F4CBN7 | CLASS C
BC141 | CONTROL BALDOR BC141 DC DRIVE ELECTRONIC CHASSIS MOUNT | 1 | F4CDN1 | CLASS C
BCC050R | CABLE BALLUFF BCC M323-0000-10-001-PX43T2-050 "M8 CORD, 3 PIN, STRAIGHT, LENGTH 5M REF. BCC050R | 1 | F2CBN3 | CLASS A
BCC05FJ | CORDSET, ELECTRICAL - MFG: BALLUFF PN: BCC05FJ STYLE: SINGLE ENDED ID NUMBER: BCC M415-0000-1A-003-VX44T2-050 JCKT MATL: PVC END TYPE 1: M12 FEMALE STRAIGHT CONN TYPE: M12X1 COLOR: YELLOW LEN: 5.0 M POLE QTY: 5 VOLT RTG | 2 | F2CBN5 | CLASS C
BCM-188-20-HD | CABLE- MFG: OLYMPUS SCIENTIFIC SOLUTIONS PN: BCM-188-20-HD TYPE: TRANSDUCER STYLE: HEAVY DUTY LEN: 20.00 FT DESC: ULTRASONIC, FITS BNC AND MICRODOT, RESISTANCE RATING: 50 OHMS | 7 | F3CBN7 | CLASS B
BCM-188-25-HD | CABLE- MFG: OLYMPUS SCIENTIFIC SOLUTIONS PN: BCM-188-25-HD TYPE: TRANSDUCER STYLE: HEAVY DUTY LEN: 25.00 FT DESC: ULTRASONIC, FITS BCM AND MICRODOT, RESISTANCE RATING: 50 OHMS | 10 | F3CBN7 | CLASS A
BES0028 | SWITCH BALLUF BES0028 SWITCH MODEL BES M08MH1-PSC20B-S04G SIZE M08, OP.VOLT. 12...30 V DC, 3 WIRE DC 8 MM, CONNECTOR M12x1-S04, BARREL DIA 2 MM SENSING DISTANCE PNP NO W/ MICRO DC CONNECTOR, PNP/NORMALLY OPEN (NO) | 12 | F4CEN4 | CLASS A
BES003P | SENSOR, PROXIMITY - MFG: BALLUFF PN: BES003P TYPE: INDUCTIVE STYLE: FLUSH MODEL NUM: BES M08MI-PSC20B-S49G SENSG DIST: 2.0 MM SZ: M08 CONN TYPE: M08X1-S49 VOLT RTG: 12-30 VLT DC | 14 | F4CEN4 | CLASS A
BES00HF | SENSOR - MFG: BALLUFF PN: BES00HF TYPE: INDUCTIVE MODEL NUM: BES 516-3005-G-E5-C-S49 SZ: M05 SENSG DIST: 1.5 MM VOLT RTG / TYPE: 10-30 VLT DC CURR RTG: 100.00 ML AMP MATL: STAINLESS STEEL CONN TYPE: M08X1-S49 DESC: OUTP | 3 | F4CEN4 | CLASS A
BES01PF | SENSOR- MFG:BALLUFF TYPE:INDUCTIVE MODEL NUM:BES M08EH-PSC15B-S04G SZ:M08 SENSG DIST:1.5 MM VOLT RTG / TYPE:10-30 VLT DC MATL:STAINLESS STEEL CONN TYPE:M12X1-S04 DESC:OPERATING CURRENT: 200 MA, OUTPUT: PNP/N.O. | 1 | F4CEN4 | CLASS C
BES01PJ | SWITCH BALLUFF BES01PJ SWITCH BALLUFF BES M12EG-PSC70F-S04G INDUCTIVE PROXIMITY 10-30 VDC 3 WIRE 12 MM BARRIL | 10 | F4CEN4 | CLASS B
BES027T | SENSOR, PROXIMITY - MFG: BALLUFF PN: BES027T TYPE: INDUCTIVE MODEL NUM: BES 516-207-G-S21-E SENSG DIST: 4.0 MM DIA: 12.00 MM CONN TYPE: 0.5 INCH-20 UNF-2A-S21 VOLT RTG: 20-250 VLT AC/DC CNTCT CNFIG: NORMALLY OPEN MNTG: FL | 3 | F4CEN4 | CLASS C
BES02JW | SENSOR BALLUFF BES02JW SENSOR BALLUFF BES M12MD1-PSC80E-S04G-W INDUCTIVE SENSOR, METAL THREAD M12 X 1PLUG AND SOCKET SAME AS IFC246 FROM IFM EFECTOR | 2 | F4CEN4 | CLASS C
BES-516-3005-E4-C-PU-05 | SWITCH BALLUFF BES-516-3005-E4-C-PU-05 PROXIMITY PNP M5, ***COL REF: PLEASE SEE ORACLE CODE # BES-516-3005E4CPU05 *** | 3 | F4CEN5 | CLASS C
BES5163005GE4CS400-2 | SENSOR BALLUFF BES00H6 REPLACES BES 516-3005-G-E4-C-S4-00,2 BALLUFF INDUCTIVE SENSOR, BES 516-3005-G-E4-C-S4-00,2. M5 STEEL HOUSING, PNP SWITCHING OUTPUT, 24 V DC, FOR T-500029 RING LIGHT SLIDE ADVANCE/RETRACT SENSOR. | 3 | F4CEN4 | CLASS A
BES516-300-S135-S4-D | SWITCH BALLUFF BES516-300-S135-S4-D PROXIMITY (DGI) REF: HELLER 21.000774 (TRI) 10-30 VDC 3 WIRE 12 MM BARREL DIA 1.5 MM SENSING DISTANCE PNP NO MACH NAME HELLER S/N 51-44458 MDL FST BT 606113 | 1 | F4CEN4 | CLASS C
BES-516-325-S4-C | SENSOR, PROXIMITY - MFG: BALLUFF PN: BES01C8 TYPE: INDUCTIVE MODEL NUM: BES 516-325-S4-C SENSG DIST: 2.0 MM DIA: 12.00 MM THD TYPE: M12 X 1 LEN: 70.00 MM VOLT RTG: 24 VLT DC CURR RTG: 100.00 AMP FREQ RTG: 5000 HZ MATL | 5 | F4CEN4 | CLASS C
BES-516-326-G-S4-C | SENSOR, PROXIMITY - MFG: BALLUFF PN:BES0496 TYPE: INDUCTIVE MODEL NUM: BES M18MI2-PSC80B-S04G SENSG DIST: 8.0 MM DIA: 18.00 MM REF. OLD PN BES01CT MODEL BES 516-326-G-S4-C | 2 | F4CEN4 | CLASS C
BESA-12-75-12-BANKING-SCREW | SWITCH, PROXIMITY- MFG:BALLUFF TYPE:INDUCTIVE MODEL NUM:BAM015T | 20 | F4CEN4 | CLASS A
BES-M08EH1-PSC20B-S04G-S | SENSOR BALLUFF BES M08EH1-PSC20B-S04G-S INDUCTIVE SENSOR THREAD M8, RANGE 2MM, PNP 24VCD, STEEL FACE, PLUG CONNECTOR M12 MODEL | 2 | F4CEN4 | CLASS C
BES-M08MH1-PSC30B-S04G | SENSOR, PROXIMITY - MFG: BALLUFF PN: BES02W9 TYPE: INDUCTIVE STYLE: QUASI EMBEDDABLE MODEL NUM: BES M08MH1-PSC30B-S04G SENSG DIST: 3.0 MM SZ: M08 CONN TYPE: M12X1-S04 VOLT RTG: 10-30 VLT DC | 1 | VENDING MACHINE (MAX 18 - MIN 9) | CLASS A
BESM12EF1PSC10FS04GS | SENSOR BESM12EF1PSC10FS04GS BALLUFF SENSOR INDUCTIVO STEEL FACE 10MM ALCANCE, M12, 3-WIRE, ELECTRICAL | 3 | F4CEN4 | CLASS A
BES-M12MI-POC40BS04G | SENSOR, PROXIMITY - MFG: BALLUFF PN: BES005N TYPE: INDUCTIVE MODEL NUM: BES-M12MI-POC40B-S04G SENSG DIST: 4.0 MM SZ: M12 CONN TYPE: M12X1 VOLT RTG: 12-30 VLT DC CURR RTG: 200 ML AMP MATL: BRASS | 11 | VENDING MACHINE ( MAX 18 - MIN 9 ) | CLASS A
BES-M12MI-PSC40B-S04G | SWITCH,PROXIMITY- MFG:BALLUFF TYPE:INDUCTIVE BODY MATL:NICKEL PLATED BRASS CURR RTG:200 ML AMP DETECT DIST:4.00 MM OTPT MODE:PNP SHIELDED:YES VOLT RANG:10-30 VOLT TYPE:VOLTS DC CNTCT CNFIG:NORMALLY OPEN | 1 | F4CEN4- VENDING MACHINE (MAX 24 - MIN12) | CLASS A
BES-M12MIPSH80BS04G | SENSOR BALLUFF BES01ZN INDUCTIVE PROXIMITY SENSORS 8MIL READ MODEL NO. BES M12MI-PSH80B-S04G. | 7 | F4CEN4 | CLASS A
BES-M18ME1-PSC20F-S04G | SENSOR BALLUFF BES M18ME1-PSC20F-S04G INDUCTIVE SENSOR M18 THREAD, 20MM RANGE, PNP 24VCD, PLUG CONNECTOR M12 MODEL BES | 13 | F4CEN4 | CLASS B
BESM18MG-PSC16F-S04K | SWITCH BALLUFF BES M18MG-PSC16F-S04K SWITCH BALLUFF BESM18MG-PSC16F-S04K BALLUFF INDUCTIVE PROXIMITY SWITCH, 18 MM DIA, NORMALLY OPEN, DC PNP 10-36V, NON FLUSH, MICRO 4 PIN PLASTIC, 3 WIRE, 16MM RANGE, 65 MM LONG, PLASTIC FACE | 5 | F4CEN4 | CLASS C
BES-M18ML-PSC50A-S04G-W | SENSOR BALLUFF BES M18ML-PSC50A-S04G-W INDUCTIVE SENSOR M18 THREAD, 5MM RANGE, PNP 24VCD, PLUG CONNECTOR M12 MODEL BES | 12 | F4CEN4 | CLASS A
BI 2-G12-ADZ32X-B3131 | SENSOR TURCK BI 2-G12-ADZ32X-B3131 INDUCTIVE METAL BARREL W/ QUICK DISCONNECT 12MM BARREL DIA N O 60 HZ MICROFAST CONNECTION FULL THREADING 2 WIRE AC/DC, ID NUMBER T4205001 | 1 | F4CEN3 | CLASS C
BI-1-EG05-AP6X | SENSOR TURCK BI-1-EG05-AP6X INDUCTIVE SENSOR 5MM, EMBEDDABLE MINIATURE THREADED BARREL, POTTED-IN CABLE, SENSING RANGE 1MM, OUTPUT 3 WIRE DC PNP | 10 | F4CEN3 | CLASS C
BI1-EH04-AP6X | SWITCH TURK BI1-EH04-AP6X TYPE: PROXIMITY GENERAL CHARACTERISTICS ITEM DESCRIPTION: 1 MM SENSING DISTANCE | 2 | F4CEN3 | CLASS C
BI2-EG08K-AP6X-H1341 | SENSOR TURCK BI2-EG08K-AP6X-H1341 INDUCTIVE SENSOR SENSING RANGE 2; 3-WIRE DC PNP ID NUM: S4669460 | 10 | F4CEN3 | CLASS C
BI2-M12-AP6X-H1141/DWL | SWITCH TURCK BI2-M12-AP6X-H1141/DWL PROXIMITY 10-30 VDC 3 WIRE DC EUROFAST 12 MM BARREL DIA, 2MM SENSING DIST, N.O. PNP REF: DAEWOO NO. ESWPX0266T | 1 | F4CEN3 | CLASS C
BI2-M12E-AP6X-H1141 | SENSOR TURCK BI2-M12E-AP6X-H1141 INDUCTIVE SENSOR 12MM, EMBEDDABLE, EUROFAST CONNECTION, EXTENDED BARREL LENGTH, 3-WIRE DC PNP OUTPUT, 2MM SENSING RANGE, ID # T4606599 (THIS PART # REPLACES TO OBSOLETE #BI2-M12-AP6X-H1141/S528) | 2 | F4CEN3 | CLASS C
BI30R-W30-DAP6X-H1141 | SENSOR TURCK BI30R-W30-DAP6X-H1141 RECTANGULAR RING SENSOR, EUROFAST QUICK DISCONNECT - USED ON SLUG FEED. ID NUMBER M1404500 | 1 | F4CEN3 | CLASS C
BI4-G12-ADZ32X-B3131 | SWITCH TURCK BI4-G12-ADZ32X-B3131 PROXIMITY 10/30 DC VOLTS 4 MM SENSING DISTANCE N.O CONTACTS 12 MM BARREL DIA W/ 3 PIN MICRO CONNECTOR MACH NAME WERTH DEPT 62 | 2 | F4CEN3 | CLASS C
BI4-M12-AP6X-H1141 | SWITCH TURCK BI4-M12-AP6X-H1141 INDUCTIVE PROXIMITY SWITCH, FLUSH MOUNT, 3 WIRE DC PNP, ID. T4607000 NEW ITEM# 872C-M4NP12-D4 SAME AS 872C-M4NP12-D4 | 2 | F4CEN3 | CLASS B
BI4-MT12HE-AP6X-H1141/S1589 | SENSOR TURCK BI 4-MT12E-AP6X-H1141/S1589 WELDGUARD PROXIMITY SENSOR, 24VDC, SHIELDED, QD - REF. GENESIS | 5 | F4CEN3 | CLASS C
BIS004A | MODULE - MFG: BALLUFF PN: BIS004A TYPE: DATA DESC: REF: TYPE BIS M-122-02/A , READ ONLY CAPACITY: 8 BYTES, READ WRITE CAPACITY: 2000 BYTES, ANTENNA: ROUND | 3 | F4CEN5 | CLASS C
BIS0057 | HEAD - MFG: BALLUFF PN: BIS0057 TYPE: SENSOR STYLE: READ/WRITE DESC: SIZE: M18, ANTENNA TYPE: ROUND, REF: TYPE BIS M-302-001-S115 | 1 | F4CEN4 | CLASS C
BKS-PT-13/16-SI-15 | TUBING - MFG: BALLUFF PN: BAM017L TYPE: PROTECTIVE MATL: SILICONE INSD DIA: 13.00 MM OTSD DIA: 16.20 MM LEN: 15.00 M DESC: MODEL NUMBER BKS-PT-13/16-SI-15 | 1 | AREA DE RECIBO | CLASS C
BKS-PT-19/16-SI-15 | TUBING BALLUF BKS-PT-19/16-SI-15 CLEAR SILICONE TUBING , 3/4 DIAMETER . X 50 FEET (15M) | 2 | AREA DE RECIBO | CLASS C
BKSPW26/20-SI-TR-03.5 | WRAP BALLUF BKS PW-26/20-SI-TR-03,5 CLEAR SILICONE WRAP, 1" WIDE ROLL X 12 FT | 6 | F1CCN4 | CLASS C
BKT-6K-001-P-S75 | SENSOR BALLUFF BKT 6K-002-P-S75 TYPE CONTRAST SENSOR NO/NC SWITCHABLE 24 DC V SENSING FACE MATERIAL PMMA HOUSING MATERIAL ABS RANGE MAX. 150 MM RANGE MIN. 40 MM EMMITER TYPE: LASER RED LIGHT 650 NM (REF. OLD PN BKT 6K-001-P-S75 ) | 18 | F4CEN4 | CLASS B
BLK-20 | BLOCK TELEMECANIQUE LA1-DN02 CONTACT BLOCK (MORI E57206A) (REF QDI MACHINE MODEL: RL-253 SERIAL NUMBER: 94) | 2 | F3CCN2 | NO CONSIGNA
BLT-31M-002-U-S92 | SENSOR BALLUFF BLT-31M-002-U-S92 UV SENSOR | 1 | F4CEN4 | CLASS C
BMF307KPSC2SA2S49003 | SENSOR BALLUFF BMF 307K-PS-C-2-SA2-S49-00,3 MAGNETIC FIELD SENSOR | 3 | F4CEN5 | CLASS C
BMSWS-8151-8-5 | CONNECTOR TURCK BMSWS 8151-8.5 EPSILON 6904722 PROFIBUS-DP CONNECTOR BMSWS 8151-8.5 | 2 | F4CCN5 | NO CONSIGNA
BMWS-8151-8-5 | CONNECTOR TURCK BMWS 8151-8.5 EPSILON 6904721 PROFIBUS-DP CONNECTOR BMWS 8151-8.5 | 5 | F4CCN5 | NO CONSIGNA
BNN520UA16 | CAM BALLUFF BNN0003 TRIP LINEAR CAM MODEL NO. BNN 520-UA-16R CAM | 10 | F4CEN4 | CLASS C
BNS519-B03R08-40-13 | SWITCH BALLUF BNS01U4 SWITCH LIMIT BNS 819-B03-R08-40-13 LIMIT W/ROLLER 175HC 8MM SPACING 3 SWITCH COMBINATION REF: OBSOLETE P/N: 118355 DESC: BNS 519-B03-R08-40-13 | 1 | F4CEN5 | NO CONSIGNA
BNS-519-D04L12-100-10-FD | SWITCH BALLUFF BNS-819-D04L12-100-10-FD (OLD NUMBER BNS-519-D04L12-100-10-FD) MULTIPLE LIMIT | 1 | F4CEN4 | NO CONSIGNA
BOS012T | SENSOR BALLUF BOS012T SENSOR FOTOELECTRICO TIPO BARRERA RECEPTOR MODELO BOS 11K-PA-IE11-00,15-S4 | 18 | VENDING MACHINE (MAX 18 - MIN 9 ) | CLASS B
BOS0130 | SENSOR BALLUF BOS0130 SENSOR FOTOELECTRICO TIPO BARRERA EMISOR MODELO BOS 11K-X-IS11-00,15-S4 | 19 | VENDING MACHINE (MAX 18 - MIN 9 ) | CLASS B
BOS013H | SENSOR BALLUFF BOS013H SENSOR BALLUFF BOS 18M-PA-LD10-S4 SAME AS OG5056 FROM IFM EFECTOR LASER | 12 | VENDING MACHINE (MAX 18 - MIN 9 ) | CLASS A
BOS014W | SENSOR BALLUF BOS014W SENSOR FOTOELECTRICO DIFUSO SUPRESION DE FONDO M18 RANGO 30 A 300MM MODELO BOS 18M-PA-RH22-S4 | 10 | F4CEN4 | CLASS A
BOS01FT | SENSOR BALLUFF BOS01FT PHOTOELECTRIC LASER SENSOR WITH BACKGROUND SUPPRESSION BODY TIPE BLOCK 24 VDC, SLIDE 800 MM. | 1 | VENDING MACHINE ( MAX 12 - MIN 6 ) | CLASS A
BOS-12M-PS-1PD-S4-C | SENSOR BALLUFF BOS 12M-PS-ID10-S4 3 FIOS BALLUFF 3-WIRE PROXIMITY OPTOELETRONIC SENSOR M12X1. C 70MM LENGTH 400MM RANGE / TENSION 10-30V DC / CURRENT <=200MA/ W/ LED REF.ENG: (SENSOR) (REF OBSOLETE P/N BOS-12M-PS-1PD-S4-C ) | 6 | F4CEN4 | CLASS A
BOS-18K-PS-1LOC-E5-C-S4 | SWITCH BALLUFF BOS-18K-PS-1LOC-E5-C-S4 LASER | 8 | F4CDN2 | CLASS B
BPR-TAPE | TAPE - MFG: JYRSA PN: SR-1192 TYPE: PRECAUCION LEN: 300.00 M WD: 3.0 IN COLOR: YELLOW | 38 | F1CBN7 | CLASS A
BR-1207 | BATTERY STEREN BR-1207 SEALED RECHARGEABLE 12 VDC 7 AH 150MM LG 65MM WD 94MM HGT W/ 100MM TERMINALS | 10 | F4CBN1 | CLASS A
BRT-2A | REFLECTOR BANNER ENGR BRT-2A PHOTOEYE SMALL REFLECTOR | 4 | F2CCN4 | CLASS C
BRT-35DM | REFLECTOR BANNER 58980 MODEL BRT-35DM SENSOR | 2 | F2CCN4 | CLASS C
BS-12 | BRACKET PARKER BS-12 PROXIMITY PLASTIC FINISH 1.500 IN SIZE | 7 | F4CEN3 | CLASS C
BS-8141-0 | CONNECTOR TURCK BS-8141-0 EUROFAST STRAIGHT MALE 4 PIN 3 AMPS 125 VOLTS 4 WIRE NEMA 1,3,4, & 6P, ID. NUMBER U6550 | 20 | F4CCN5 | CLASS A
BS8151-0/PG9 | CONNECTOR TURCK BS8151-0/PG9 FIELD WIREABLE CONNECTOR, PG9 CONNECTOR, ACCEPTS 6-8MM CABLE DIAMETER, SCREW TERMINALS, ACCEPTS UP TO 18 AWG CONDUCTORS, MATES WITH STANDARD KEY 5-PIN CORDSETS AND RECEPTACLES | 10 | F4CCN5 | CLASS C
BS8241-0 | CONNECTOR TURCK BS8241-0 EUROFAST, RIGHT ANGLE MALE 4 PIN, 125 VAC / 150 VDC, 3.0 A, PG 7 CABLE GLAND, ACEPTS 4-6 MM CALBE SCREW TERMINALS | 10 | F4CCN5 | CLASS B
BT1.5I-C | TIE PANDUIT BT1.5I-C LOCKING NYLON TYPE 6.6 15.5 CM | 900 | F1CDN5 | CLASS A
BT1M-C | TIE PANDUIT BT1M-C NYLON TYPE 4 IN X .095 IN ( 10.2 CM ) | 3800 | F1CDN5 | CLASS A
BT2S-C | TIE PANDUIT BT2S-C NYLON 8 IN LENGTH .910 IN WIDTH | 200 | F1CDN5 | CLASS A
BT2S-CO | TIE PANDUIT BT2S-C0 NYLON TYPE 6.6 RESISTANT BLACK 20.3 CM | 3000 | F1CDN5 | CLASS A
BTL7-A501-M0500-Z-S115 | TRANSDUCER BALLUFF BTL0T3K BTL7-A501-M0500-Z-S115 190372 MICROPULSE ROD STYLE ANALOG INTERFACE, 10-30VDC, SUPPLY VOLTAGE, 500MM, STROKE .75IN - 16UNF THREAD, O-RING 10.2MM ROD DIAMETER, 8-PIN, M12 PLUG CONNECTION | 1 | AREA DE RECIBO | NO CONSIGNA
BTRY-LS34IAB00-00 | BATTERY MOTOROLA BTRY-LS34IAB00-00 SPARE BATTERY FOR LS/DS3478 & LS/DS3578 (REF. SYMBOL TECHNOLOGY 21-626006-01) | 1 | F1CCN3 | CLASS C
C04 BEH 00TY050M | CONNECTOR BALLUFF BCC-M425-0000-1A-004-EX43T2-050 CABLE BKS-S20-4-PU-05 REF: LIEBHERR 260309302 OLD P/N: C04-BEH-00TY050M-5M | 1 | F2CBN5 | CLASS C
C0MM-6 | CABLE- MFG: INASA PN: C0MM-6 END CONNECTOR PIPE: MALE, TNC TO BNC TYPE: NOTE: CABLE MADE TO ORDER STYLE: RG58 LEN: 3 M | 2 | F3CAN7 | NO CONSIGNA
C49 ANE-00-VY-050M | CABLE BALLUFF C49 ANE-00-VY-050M CONNECTOR NANO DC STYLE M8 3 WIRE STRAIGHT FEMAL BALLUFF FOR SLOT SENSOR BGL SERIES 80MM REPLACED BY BCC M313-0000-10-001-VX43T2-050 | 2 | F3CCN7 | CLASS C
C49-BNF-00-VY-050M | CORDSET BALLUFF BCC M323-0000-10-004-VX43T2-050 SINGLE END CORDSET, NANO DC CONNECTOR, M8 3 WIRE STYLE, RIGHT ANGLE FEMALE, PNP, LED, 4 AMP, PVC JACKET, 5 METER CABLE LENGTH OLD P/N: C49-BNF-00-VY-050M | 3 | F3CCN7 | CLASS C
C544-SM | TRANSDUCER- MFG: OLYMPUS SCIENTIFIC SOLUTIONS PN: C544-SM TYPE: ULTRASONIC STYLE: MINIATURE SCREW-IN PRDCT NUM: U8435021 CONN: STRAIGHT MICRODOT DESC: CENTRASCAN COMPOSITE ANGLE BEAM TRANSDUCER, FREQUENCY: 10 MHZ, ELEMENT SIZE: | 7 | F3CBN7 | CLASS B
C7027A1049 | SENSOR - MFG: HONEYWELL PN: C7027A1049 TYPE: FLAME STYLE: ULTRAVIOLET, MINIPEEPER SZ: 0.50 INCH NPT | 5 | F4CDN2 | CLASS B
CABLE USO RUDO 3 X 10-(CO) | CABLE CONDUMEX CABLE USO RUDO 3 X 10 F/ THOUG WIRING BRAND NAME CONDUMEX, 600 VOLTAGE | 81 | RACKN1 | CLASS A
CAP 12-PTFE | SENSOR TURCK MULTIPROX CAP 12-PTFE ACCESORY TEFLON CAPS (ID NUMBER 69662 00) BARREL DIA. 12MM EMBEDDABLE, MATERIAL PTFE, M12X1 | 50 | F4CCN3 | CLASS B
CB400383 | CONNECTOR MERCURY MECHANIC CONECCTOR SINGLE BARREL CB400383 LUG TYPE CB | 10 | F1CDN4 | CLASS B
CBL-106 | CABLE BANNER 25226 CABLE WITH 4 METERS MODEL MBCC-412 - CONNECTOR STRAIGHT FEMALE - 7/8 MINI - 4 PINS - EQUAL CABLE LUMBERG RK 40-602 | 2 | F2CCN6 | CLASS C
CCB-84901-0102-05 | CABLE COGNEX CCB-84901-0102-05 INSIGHT STD. POWER & I/O BREAKOUT CABLE, 5M (15") | 1 | AREA DE RECIVO | CLASS C
CCB-84901-1003-05 | CABLE - MFG: COGNEX PN: CCB-84901-1003-05 TYPE: ETHERNET LEN: 5.0 M END CONN TYPE: M2 CONNECTOR TO RJ45 | 2 | F1CCN7 | CLASS C
CCB-84909-0210-30 | CABLE COGNEX CCB-84901-1004-10 STD. ETHERNET CABLE 10M 30' (OLD NUMBER CCB-84909-0210-30) | 4 | F1CDN7 | CLASS B
CCB-PWRIO-05 | CABLE ASSEMBLY - MFG: COGNEX PN: CCB-PWRIO-05 TYPE: POWER IO LEN: 5.0 M DESC: M12-12 | 2 | F1CDN2 | CLASS C
CDP3440 | MOTOR, ELECTRIC - TYPE: DC ELECTRIC MOTOR HORSEPOWER RATING: .75 HORSEPOWER MOTOR SPEED IN RPM: 1750 REVOLUTIONS PER MINUTE ENCLOSURE: TEFC FRAME TYPE: 56C DESC: SPEC NUMBER 34-5990-3662 | 1 | AREA DE RECIBO | CLASS C
CI32-M20 | CONNECTOR- MFG:CINCINNATI TEST TYPE:THREADED BORE END SZ 1:20 MM | 1 | F4CBN4 | CLASS C
CK3B20N00E110 | SCANNER - MFG: INTERMEC PN: CK3XAA4K000W4400 TYPE: MOBILE COMPUTER STYLE: ALPHA-NUMERIC MODEL NUM: EA20X WM6WWE ITE REF. OLD PN CK3B20N00E110 | 1 | F3CAN4 | CLASS C
CK-T15 | WIRE MAGNESCALE CK-T15 WIRE EXTENSION OF 10 MTS FOR LVDT | 1 | F4CDN1 | CLASS C
CLM-615-SRB | BUTTON, REST - MFG: CARR LANE PN: CLM-615-SRB TYPE: SCREW HEAD TYPE: HEX HEAD SZ: 10.00 MM HEAD HT: 15.00 MM THD SZ: M6 THD LEN: 0.39 IN MATL: STEEL FNSH: BLACK OXIDE | 6 | F4CCN4 | CLASS C
CNN200 | FUSE FERRAZ SHAWMUT CNN200 32 VCD 200 AMP | 8 | F4CFN5 | CLASS C
CPS-AC-POE1A-US | POWER SUPPLY - MFG: COGNEX PN: CPS-AC-POE1A-US TYPE: AC DESC: POWER-OVER ETHERNET INJECTOR | 3 | F2CCN5 | CLASS C
CR123A | BATTERY - MFG: PANASONIC AMER PN: CR123A TYPE: MANGANESE DIOXIDE LITHIUM SZ: 17.00 MILLIMETER VOLT RTG: 3 VLT | 2 | F3CAN1 | CLASS A
CR17450SE-R | BATTERY SANYO DENKI CR17450SE-R LITHIUM 3 VOLT 17.0 MM DIA 45.0 MM HT 22 GRAMS WT *** COLFOR: FANUC # A98L-0031-0012 ***INTERSTATE PART # LIT5110 | 5 | F3CAN1 | CLASS B
CR2450N | CELL RENATA CR2450N BATTERY LITHIUM COIN 3V 24.5MM DIA OD 5MM WD 540MILLIAMPS | 16 | F3CAN2 | CLASS A
CR2PL/1B | BATTERY PANASONIC CR2PL/1B LITHIUM CR2, 3V (REF. EQUIVALENT P/N GP-CR2, DURACELL P/N DLCR2, ENERGIZER P/N ELCR2) | 12 | F3CAN1 | CLASS B
CR305CO | CONTACTOR GENERAL ELEC CR305CO NEMA SIZE 1600 AC AMP 30 OPEN TYPE COIL 220 VAC | 1 | F4CAN6 | NO CONSIGNA
CR-P2 | BATTERY PANASONIC FCTRY CR-P2 LITHIUM TEMPERATURE RANGE (-40F TO 140F) | 20 | F3CAN2 | CLASS B
CT-34 | NUT OTHEC MEXICANA CT-34 LOCK NUT CAST ANCLO0.750 IN | 31 | F4CBN5 | CLASS C
CTA212 | SENSOR OHIO SEMITRONICS CTA212 115 VAC,50-400HZ CTL-601FS/600 5PIN CABLE 200IN | 2 | F1CBN3 | CLASS C
CZ-H32 | HEAD - MFG: KEYENCE AMER PN: CZ-H32 TYPE: FIBEROPTIC SENSOR STYLE: ADJUSTABLE SPOT DESC: 50-95 MM DETECTION RANGE | 4 | F4CDN3 | CLASS B
CZ-V21AP | AMPLIFIER - MFG: KEYENCE AMER PN: CZ-V21AP TYPE: FIBEROPTIC SENSOR STYLE: RGB DIGITAL VOLT RTG: 24 VLT DC DESC: OUTPUT TYPE: PNP | 2 | F4CCN3 | CLASS C
D MN 1300 | BATTERY DURACELL D MN 1300 SIZE D ALKALINE 1.5 VOLTS REF: LR20T/2B PANASONIC 4984824089174 | 99 | F3CAN3 | CLASS A
D46 | MAGNET K & J D46 RARE EARTH MAGNET | 1 | F4CDN3 | CLASS C
D4BL-2CRA | SWITCH, SAFETY - MFG: OMRON ELEC PN: D4BL-2CRA STYLE: GUARD LOCK LCKNG TYPE: MECHANICAL VOLT RTG / TYPE: 24 VLT DC CNDUT SZ: 0.50 IN CNDUT THD TYPE: G CNTCT CNFIG: 1NC/1NO + 1NC HSNG MATL: ALUMINUM DESC: WITHOUT INDICATOR | 1 | F3CBN5 | CLASS C
D4BL-2DRA | SWITCH - MFG: OMRON ELEC PN: D4BL-2DRA TYPE: SAFETY DOOR STYLE: MECHANICAL VOLT RANG: 24 VLT DC DESC: WITHOUT INDICATOR | 2 | F3CBN5 | CLASS C
D4BL-2DRG | SWITCH - MFG: OMRON ELEC PN: D4BL-2DRG TYPE: SAFETY DOOR STYLE: SOLENOID LOCK VOLT RANG: 24 VLT DC DESC: WITHOUT INDICATOR | 2 | F3CBN5 | CLASS C
D4BL-K2 | KEY - MFG: OMRON ELEC PN: D4BL-K2 TYPE: SAFETY-DOOR SWITCH | 2 | F3CCN5 | CLASS C
D4CC-3002 | SWITCH, LIMIT - MFG: OMRON ELEC PN: D4CC-3002 TYPE: GENERAL PURPOSE STYLE: SNAP ACTION ACTU TYPE: ROLLER PLUNGER CNTCT CNFIG: SINGLE-POLE, DOUBLE-THROW TYPE CURR RTG / TYPE: 1.0 AMP VOLT RTG / TYPE: 30 VLT DC PRTCT RTG: IEC | 2 | F3CBN5 | CLASS C
D4DS-K5 | KEY OMRON ELEC D4DS-K5 OPERATION KEY | 5 | F3CCN5 | CLASS C
D4E-1D10NOMRON | SWITCH OMRON ELECT D4E-1D10NOMRON LIMIT REF: OKUMA MA-50HB SERIAL 0549 PART E3019-397-225, SAME AS E3019-397-331(WATERPROOF) | 2 | F3CBN4 | CLASS C
D4NL-1BFA-B | SWITCH, SAFETY - MFG: OMRON ELEC PN: D4NL-1BFA-B TYPE: GUARD LOCK DESC: 1NC/1NO + 2NC, MECHANICAL LOCK/24 VDC SOLENOID RELEASE | 2 | F3CBN5 | CLASS A
D4NL-1DFG-B | SWITCH OMRON D4NL-1DFG-B INTERLOCK SWITCH | 3 | F3CBN5 | CLASS C
D-A93 | SWITCH SMC D-A93 REED DIRECT MOUNT VOLTAGE RATING: 24/100 VOLTS DC/AC CABLE LENGTH: 0.5 METERS DESC: 5-40 MILLIAMPERES 24 VOLTS DC, 5-20 AMPERES FOR 100 VOLTS AC | 8 | F3CBN3 | CLASS B
DBS 8151-0 | CONNECTOR, ELECTRICAL- MFG:TURCK PROX MODEL NUM:DBS 8151-0 PRDCT NUM:U0800 PIN QTY:5 END TYPE:MALE, M12 | 15 | F4CCN5 | CLASS B
DC-60S-3 | RELAY OPTO 22 DC-60S-3 ELECTRICAL SOLID STATE 24 VDC | 4 | F2CCN5 | CLASS C
DIOPSKB1502 | BRIDGE SEMIKRON 07122080 SKB 30/16 A1 REF: SAET INDUCTION DIOPSKB1502 1 PHASE RECTIFIER NET (NEW PART NUMBER DIOPSKB3002) REFII: OBSOLETE P/N: SKB 15/12 A2 | 1 | F4CCN4 | CLASS C
DKC01.3-040-7-FW | DRIVE INDRAMAT DKC01.3-040-7-FW SERVO DIGITAL AC R911279426 SERIAL # DKC013-26957/FWA-ECODR3-SMT-02VRS INCLUDING FWA-ECODR3-FGP-03VRS-MS R911285655 | 1 | AREA DE RECIBO | CLASS C
DL1BDB1 | LAMP TELEMECANIQUE DL1BDB1 STACKLIGHT CLEAR LED, CLUSTER WHITE, 24 VDC | 5 | F3CCN4 | CLASS C
DL1BDB3 | BULB SCHNEIDER DL1BDB3 BULB FOR INDICATING STACK LIGHT COLOR GREEN LED 24 VOLTS AC/DC, 24 MA, IP65, DIAMETER 70MM | 2 | F3CCN4 | CLASS C
DL1BDB4 | BULB TELEMECANIQUE DL1BDB4 STACK LIGHT LED COLOR RED, 24V, 24 MA, AVERAGE BULB LIFE:10000H, FOR INDICATING SCTACK LIGHT, LOMINOUS INTENSITY 1..20 MCD | 5 | F3CCN4 | CLASS C
DL1CJUS0245 | LIGHT TELEMECANIQUE DL1CJUS0245 LED-24VDC AMBER (GLEASON #20002722) | 5 | F4CCN6 | NO CONSIGNA
DL2032B | BATTERY DURACELL DL2032B NEDA NO 5004LC 3.0 VOLT LITHIUM TYPE | 44 | F3CAN2 | CLASS A
DL-EP1 | UNIT KEYENCE DL-EP1 ETHERNET-IP COMMUNICATION UNIT | 1 | F4CDN3 | CLASS B
DM300-DLCOV-RE | LENS COGNEX DM300-DLCOV-RE DM300 DIFFUSE LENS COVER KIT, RED ILLUMINATION | 2 | F3CAN5 | CLASS C
DM8000-ECABLE-05 | CABLE - MFG: COGNEX PN: DM8000-INDECABLE-5 TYPE: ETHERNET LEN: 5.0 M DESC: RJ45 CONNECTION ( REF OLD PN DM8000-ECABLE-05 , DATAMAN 8000 SERIES ) dmc-hh-enet-05 | 3 | F1CDN7 | CLASS C
DM8000-ECABLE-30 | CABLE ASSEMBLY - MFG: COGNEX PN: DM8000-ECABLE-30 TYPE: ETHERNET STYLE: DATAMAN 8000 LEN: 30 M | 3 | F1CDN7 | CLASS C
DM8000-RS232-05 | CABLE ASSEMBLY - TYPE: ID READER STYLE: DATAMAN 8000 SERIES LENGTH: 5 METERS | 2 | F1CDN7 | CLASS C
D-M9BL | SWITCH - MFG: SMC PNEU PN: D-M9BL TYPE: AUTO SWITCH STYLE: SOLID STATE DESC: 2 WIRE, HORIZONTAL, LEAD WIRE 3.0 METER SWITCH TYPE: GENERAL PURPOSE | 5 | F3CBN3 | CLASS C
D-M9BVL | SENSOR SMC D-M9BVL SENSOR | 1 | F3CBN3 | CLASS C
D-M9PSAPC | SWITCH - MFG: SMC PNEU PN: D-M9PSAPC TYPE: SOLID STATE STYLE: W/ PRE-WIRED CONNECTOR VOLT RANG: 24 VLT DC POLE QTY: 3 ENCL: IP67 MNTG TYPE: DIRECT DESC: 0.5 METER CABLE, GROMMET (INLINE) ELECTRICAL ENTRY | 2 | F3CBN3 | CLASS C
DMCM-ENETM-00 | MODULE- MFG:COGNEX TYPE:ETHERNET COMMUNICATIONS TRD NAME:DATAMAN 8000 | 1 |  | CLASS C
DN33S0HA00 | CONTROLLER CAREL DN33S0HA00 MOUNTED CONTROL COMPRESSOR OUTPUT RAIL 1, 1 CONFIGURABLE AUXILIARY OUTPUT 115 - 130 V | 3 | F3CBN3 | CLASS C
DNF14-250FIB-C-(PA) | TERMINAL PANDUIT DNF14-250FIB-C ELECTRIC INSULATED W/ VINYL TYPE DISCONNECTOR FEMALE CALIBER 16-14 COLOR BLUE ( REF UOM PCS = 1 PKT 100 PCS ) | 233 | F1CDN4 | CLASS B
DP-RJ45-R-32 | CONNECTOR, ELECTRICAL - MFG: MENCOM CORPORATION PN: DP-RJ45-R-32 TYPE: PANEL INTERFACE VOLT RTG / TYPE: 120 VLT DESC: DUPLEX OUTLET | 1 | F4CDN1 | NO CONSIGNA
DPS280PNQ8 | SWITCH, PRESSURE - MFG: NUMATICS PN: DPS280PNQ8 TYPE: DIGITAL CONN TYPE: 8.0 MM PICO QUICK CONNECT 4 PIN WITH 2.0 M MATING CABLE DESC: OUTPUT TYPE: PNP DIGITAL OUTPUT ONLY, PORT TYPE: 0.125 INCH NPT MALE X 10-32 FEMALE | 1 | F3CBN5 | CLASS B
DS3478CR | CABLE SYMBOL DS3478 COILED 9 FOOT, EQUIVALENT TO CBA-R02-C09PAR | 2 | F2CBN5 | CLASS C
DV-10 | AMPLIFIER SENSOTEC 060-6827-04 ANALOG SIGNAL AMPLIFIER ( REF OLD PN DV-10 ) | 1 | AREA DE RECIBO | CLASS C
DVB56H17T2001BP | MOTOR MARATHON ELECTRIC 56H17T2001B 1/4 HP 1755 RPM 56C FRAME 230/460 VAC 3 PHASE 60 HZ USED ON CARDINAL DRIVES DVB56H17T2001BP | 1 | AREA DE RECIBO | CLASS C
DW-AD-501-M5 | SENSOR CONTRINEX INC DW-AD-501-M5 INDUCTIVE SENSOR M5 10-30 VDC NORMALLY OPEN NPN 3 WIRES | 2 | F4CEN5 | CLASS C
DW-AD-623-M5 | SENSOR CONTRINEX DW-AD-623-M5 INDUCTIVE SENSOR MINIATURE M5, 1.5MM REACH OF SENSE WITH CABLE, PNP, NO, IP67. | 2 | F4CEN5 | CLASS C
DW-AD-703-M12 | SENSOR CENTRINEX DW-AD-703-M12 CONTRINEX GMBH - DW-AD-703-M12 - PROXIMITY SWITCH, ALL-METAL, M12, SENSING RANGE MAX. 6MM (REF, 320020203) | 7 | F4CEN5 | CLASS C
DW-AD-703-M8 | SENSOR CONTRINEX DW-AD-703-M8 CONTRINEX M8 DC INDUCTIVE PROXIMITY SENSOR WITH 3mm SENSING DISTANCE, EMBEDDABLE OR SHIELDED, STAINLESS STEEL FACE, BODY LENGTH = 45MM, PNP OUTPUT, NORMALLY OPEN, PRE-WIRED2M PUR CABLE. | 3 | F4CEN5 | CLASS C
DW-AD-713-M12 | SENSOR CENTRINEX DW-AD-713-M12 CONTRINEX GMBH DW-AD-713-M12 PROXIMITY SWITCH, ALL-METAL, M12, SENSING RANGE MAX 6MM, WITH CABLE 2M (REF, 320020213) | 10 | F4CEN5 | CLASS C
DW-AS-621-M12 | SENSOR CONTRINEX DW-AS-621-M12 SENSOR M12, RANGE 4MM, CONNECTOR 4 PIN S12 | 1 | F4CEN5 | CLASS B
DW-AS-623-C5 | SWITCH CONTRINEX DW-AV-623-C5-276 REF: 1258435 INDUCTIVE PROXIMITY SWITCH 1S PNP LAST 200MA 10-30V DC INCREASED DISTANCE (OLD PN DW-AS-623-C5) | 2 | F4CEN5 | CLASS C
DW-AS-623-M12 | SENSOR - MFG: CONTRINEX PN: DW-AS-623-M12 TYPE: INDUCTIVE SENSG DIST: 4.0 MM VOLT RTG / TYPE: 10-30 VLT DC DESC: CONNECTION NORMALLY OPEN | 3 | F4CEN5 | CLASS C
DW-AS-623-M12-120 | SENSOR CONTRINEX DW-AS-623-M12-120 INDUCTIVE SENSOR STANDADR APPLICATION, 10 TO 30VDC, OUTPUT CURRENT 200MA, VOLTAGE DROP 2V, 2500HZ | 8 | F4CEN5 | CLASS A
DW-AS-703-M12 | SENSOR CENTRINEX DW-AS-703-M12 CONTRINEX GMBH DW-AS-703-M12 PROXIMITY SWITCH, ALL-METAL, M12, SENSING RANGE MAX 6MM (REF, 320020208) | 5 | F4CEN5 | CLASS C
DW-AS-703-M18-002 | SWITCH CONTRINEX DW-AS-703-M18-002 PROXIMITY SWITCH, ALL-METAL, M18 SENSOR INPUT: INDUCTIVE FREQUENCY RESPONSE RANGE: 200HZ, SUPPLY VOLTAGE RANGE DC: 10-30 V, FREQUENCY RESPONSE MAX: 2 | 5 | F4CEN5 | CLASS C
DW-AS-703-M8-001 | SENSOR CONTRINEX DW-AS-703-M8-001 INDUCTIVE METAL SENSOR; FREQUENCY RESPONSE MAX:800HZ; SENSING RANGE MAX:3MM; SENSOR INPUT:INDUTIVE; SUPPLY VOLTAGE DC MAX:30V DC; BODY LENGTH:60MM; CONNECTOR TYPE S8 CONTACT CONFIGURATION:PNP(REF, 32002015) | 15 | F4CEN5 | CLASS A
DW-AS-713-M8 | SENSOR CENTRINEX DW-AS-713-M8 CONTRINEX DW-AD-713-M8 8MM NON-FLUSH PNP N.C. PUR 2M, STAINLESS STEEL, CONNECTOR S12(REF, 320020178) | 11 | F4CEN5 | CLASS C
E11047 | CLAMP IFM EFECTOR E11047 SNAP CLAMP FPR 12MM TYPE IF PROXIMITY SWITCHES EQUIVALENT TO BM-DC-12 | 1 | F4CCN5 | CLASS C
E11198 | CONNECTOR IFM EFECTOR EVC152 4-WIRE, 1 CONNECTOR PICO DC CABLE ASSEMBLY, STRAING CONNECTOR | 1 | F1CBN3 | NO CONSIGNA
E20823 | CABLE IFM EFECTOR E20823 3 FT FIBER OPTIC THRU-BEAM INDIVIDUAL .125 IN DIA BUNDLE 55 SHEATHING STRAIGHT TIP | 1 | F2CCN2 | CLASS C
E20961 | REFLECTOR IFM EFECTOR E20961 REFLECTOR / REFLECTOR IFM EFECTOR E20961 PRISMATIC REFLECTOR 57 X 32 MM REF: GT51402-D49 | 2 | F2CCN4 | CLASS C
E2E-X2D1-M1G | SWITCH, PROXIMITY - MFG: OMRON ELEC PN: E2E-X2D1-M1G TYPE: INDUCTIVE SENSG DIST: 2.0 MM VOLT RTG: 10-30 VLT DC | 3 | F3CBN4 | CLASS A
E2E-X2D1-N-N | SWITCH OMRON E2E-X2D1-N-N PROXIMITY, SHORT BARREL 2 WIRE DC, 10-30 VDC, 8 MM BARREL DIAMETER, 2 MM SENSING DISTANCE, PREWIRED TYPE WITH 2 M CABLE, REF: DIRECT REPLACEMENT FOR E2E-X2D1-N | 1 | F3CBN4 | CLASS C
E2E-X2ME2-N | SENSOR OMRON E2E-X2ME2-N, PRE WIRED UNSHIELD STANDARD SIZE M8 NPN REF. OKUMA | 5 | F3CBN4 | CLASS C
E2E-X3D1-M1GJ | SENSOR OMRON E2E-X3D1-M1GJ STANDARD PROXIMITY SENSOR PRE-WIRED CONNECTOR, DC 2-WIRE MODEL, SHIELDED, M12, SENSING DISTANCE 3MM, OPERATION MODE NO, JUNCTION CONNECTOR TYPE, DISTANCE TO WIRE 1M | 2 | F3CBN4 | CLASS B
E2E-X3D2-M1G | SWITCH, PROXIMITY - MFG: OMRON ELEC PN: E2E-X3D2-M1G TYPE: INDUCTIVE STYLE: SHIELDED SENSG DIST: 3.0 MM VOLT RTG: 10-30 VLT DC CONN TYPE: M12 HSNG MATL: NICKEL-PLATED BRASS | 2 | F3CBN4 | CLASS B
E2E-X7D1-N-N | SWITCH OMRON E2E-X7D1-N-N PROXIMITY, SHORT BARREL 2 WIRE DC, 10-24 VDC, 18 MM BARREL DIAMETER, 7 MM SENSING DISTANCE, PREWIRED TYPE WITH 2 M CABLE, REF: DIRECT REPLACEMENT FOR E2E2-X7D1-N | 10 | F3CBN4 | NO CONSIGNA
E3C-S50 | SWITCH OMRON E3C-S50 PHOTOELECTRIC SPECIAL PURPOSE SENSOR, 50 CM SENSING DISTANCE THROUGH BEAM TYPE, PREWIRED W/2 M CABLE | 2 | F3CBN5 | CLASS A
E3T-ST12-2M | SWITCH OMRON E3T-ST12 2M SWITCH IN AMP | 2 | F3CBN4 | NO CONSIGNA
EN2-91P03 | SLING PROCARGA EN2-91P03 ALPHA CARRIER DISCHARGE FLAT SLING VIKING POLIESTER 1IN WIDE X 3 FT LONG NO END TYPE, WITH 2 LAYERS OF FIBER | 4 | F1CDN4 | CLASS B
ER3000SV1 | CONTROLLER TESCOM ER5000SV-1 PID CONTROLER 0-10 VDC ANALOG ( REF. OLD PART NO. ER3000SV1) | 1 | AREA DE RECIBO | CLASS C
EVC072 | CONNECTOR IFM EFECTOR EVC072 FEMALE STRAIGHT CONNECTOR M12, 5PIN, 10M LONG CABLE, 30AC/36DC, CASING TPU ORANGE, VITON SEAL, NICKEL PLATING. | 4 |  | CLASS C
EWLE025GM-T | CABLE LENZE EWLE025GM-T ENCODER CONNECTION CABLE (AAM NUMBER: 38.644-02.632.01) (KUKA REF: 90102642) | 1 | AREA DE RECIBO | NO CONSIGNA
F-2B1-25 | CABLE PARKER F-2B1-25 FEEDBACK CABLE | 1 | F2CBN5 | CLASS C
F32T8/SP41/ECO | LAMP FLUORESCENT IND STD NO F32T8/SP41/ECO CROSS REFERENCE - F32T8/735 USHIO - UFL 32 WATT 48IN CRI 75 | 5 | RACKN4 | CLASS C
FL7M-3J6HD-CN | SENSOR PEPPERL FUCHS FL7M-3J6HD-CNZ SENSOR PROXIMITY NO M12 THREAD 12-24 VDC - REF MAZAK PART NUMBER R26YB005020 REF: OMRON NPN-SHIELDED E2E-X3DI-M1G-N BGI (MORI E66209A) (REF QDI MACHINE MODEL: RL-253 SERIAL NUMBER: 94) | 1 | F3CBN4 | CLASS C
FNA-1 | FUSE, TIME DELAY - MFG: BUSS COOPER IND PN: FNA-1 TYPE: PIN INDICATING STYLE: DUAL ELEMENT CURR RTG: 1.0 AMP VOLT RTG: 250 VLT AC SZ: 0.406 X 1.5 INCH | 16 | F4CDN5 | NO CONSIGNA
FNA-2 | FUSE, TIME DELAY - MFG: BUSS COOPER IND PN: FNA-2 TYPE: PIN INDICATING STYLE: DUAL ELEMENT CURR RTG: 2.0 AMP VOLT RTG: 250 VLT AC DESC: REF: HESS 3216-0001, FERRAZ SHAWMUT GFN2 | 10 | F4CDN5 | CLASS C
FNA-20 | FUSE BUSSMANN FNA-20 INDICATING 32 VOLT | 20 | F4CDN5 | CLASS C
FNA-8 | FUSE BUSSMANN FNA-8 ELECTRICAL 8.000 AMPS 125V. REF: GFN 8 SHAWMUT | 20 | F4CDN5 | CLASS C
FNQ-10 | FUSE, TIME DELAY - MFG: BUSS COOPER IND PN: FNQ-10 TYPE: SUPPLEMENTAL CURR RTG: 10.00 AMP VOLT RTG: 500 VLT AC SZ: 0.406 X 1.5 INCH | 40 | F4CEN5 | NO CONSIGNA
FNQ-R-1 | FUSE, TIME DELAY - MFG: BUSS COOPER IND PN: FNQ-R-1 TYPE: SUPPLEMENTAL STYLE: ROHS COMPLAINT CURR RTG: 1.0 AMP VOLT RTG: 600 VLT AC SZ: 0.406 X 1.5 INCH CLASS: CC | 20 | F4CDN5 | CLASS C
FNQ-R-10 | FUSE BUSSMAN FNQ-R-10 FUSE CURRENT RATING: 10.00 AMP VOLTAGE RATING: 600.00 VOLTS AC SIZE: 10.3 x 38.1 MM, MELAMINE TUBE, NICKEL PLATED BRASS ENDCAPS | 30 | F4CDN5 | CLASS B
FNQ-R-15 | FUSE, TIME DELAY - MFG: BUSS COOPER IND PN: FNQ-R-15 TYPE: SUPPLEMENTAL STYLE: ROHS COMPLAINT CURR RTG: 15.00 AMP VOLT RTG: 300 VLT AC SZ: 0.406 X 1.5 INCH CLASS: CC (REF: RANSOHOFF P/N 5793.9.2.112) | 23 | F4CDN5 | CLASS C
FNQ-R-6 | FUSE, TIME DELAY - CURRENT RATING: 6.00 AMPERES VOLTAGE RATING: 600.00 VOLTS AC SIZE: 10.3 X 38.1 MILLIMETERS DESC: MELAMINE TUBE, NICKEL PLATED BRASS ENDCAPS | 4 | F4CDN5 | CLASS B
FRN-R-10 | FUSE, TIME DELAY - MFG: BUSS COOPER IND PN: FRN-R-10 STYLE: DUAL ELEMENT TRD NAME: FUSETRON CURR RTG: 10.00 AMP VOLT RTG: 250/125 VLT AC/DC CLASS: RK5 | 6 | F4CFN6 | CLASS C
FRN-R-12 | FUSE BUSSMANN FRN-R-12 250V 12A DUAL ELEMENT RK5, 1/10-600AMP | 18 | F4CFN6 | CLASS C
FRN-R-2 | FUSE BUSSMANN FRN-R-2 RK5 CLASS 250 VAC 125 DVC 2 AMPS DUAL ELEMENT TIME DELAY. REF: TR25R SHAWMUT | 5 | F4CFN6 | CLASS C
FRS-R-10 | FUSE BUSSMANN FRS-R 10 FUSE 10.000 AMPS 600 VOLT | 1 | F4CFN2 | CLASS B
FRS-R-100 | FUSE, TIME DELAY - MFG: BUSS COOPER IND PN: FRS-R-100 STYLE: DUAL ELEMENT TRD NAME: FUSETRON CURR RTG: 100.00 AMP VOLT RTG: 600/300 VLT AC/DC CLASS: RK5 | 5 | F4CFN1 | CLASS C
FRS-R-12 | FUSE BUSSMANN FRS-R-12 FUSE TIME DELAY, DUAL ELEMENT, 12.00 AMPERES, 600 VOLTS (REF: EQUIVALENT TO FERRAZ SHAWNUT TRS12R) | 4 | F4CFN2 | CLASS C
FRS-R-40 | FUSE, TIME DELAY - MFG: BUSS COOPER IND PN: FRS-R-40 STYLE: DUAL ELEMENT TRD NAME: FUSETRON CURR RTG: 40.00 AMP VOLT RTG: 600/300 VLT AC/DC CLASS: RK5 | 24 | F4CFN2 | CLASS C
FSH02057 | SENSOR FUTEK FSH02057 TRS605, 50 NM, NON-CONTACT SHAFT TO SHAFT ROTARY TORQUE SENSOR WITH ENCODER 16MM , 12 PIN BINDER RECEPTACLE | 2 | F3CBN1 | CLASS C
FT50RLA-20-F-L4S | LASER SENSOPART FT50RLA-20-F-L4S RUN OUT LASER | 1 | F4CDN7 | CLASS B
FTL260-0020 | SWITCH ENDRESS/HAUSER FTL31-AA4U3BAWSJ LIMIT FTL260 LIQUIPHANT TYPE (REF: OERLIKON NO WE408550A) MACH NAME OERLIKON S/N 292428, 429 MDL L50 LAPPER BT 606145, 606146 REF OLD PN FTL260-0020 | 20 | F4CBN5 | CLASS C
FU-24X | FIBER KEYENCE FU-24X FIBER UNIT REFLECTIVE COAXIAL SMALL SPOT 0.5M | 1 | F4CDN3 | CLASS C
FWH-450A | FUSE BUSSMANN FWH-450A | 5 | F4CFN3 | NO CONSIGNA
FWP125A | FUSE BUSSSMANN FWP-125A FUSE 700V 125ARMS SEMICONDUCTOR FUSE FOR TC-4, STUD MOUNTING STYLE, 1.5IN DIA, HIGH SPEED FUSE TYPE | 2 | F4CFN3 | CLASS C
FWP-250A | FUSE FWP-250A FUSIBLE 300A 700V BUSSMANN | 1 | F4CFN3 | CLASS C
G2R-2-SND | RELAY OMRON G2R-2-SND 24 VCD MINIATURE RELAY 2C 5A DC24V SINGLE SIDE STABLE, 2 POLES, STRAIGHT PCB, CONTACT FORM DPDT, PLUG IN TERMINAL, LED INDICATOR, DIODE, 24V | 4 | F4CCN4 | CLASS B
GB2CD16 | BREAKER TELEMECANIQUE GB2CD16 CIRCUIT 10.00 AMPS 300 VOLTS 2 POLES | 1 | F3CCN2 | CLASS C
GEL-2432T | ENCODER LENORD MINICODER GEL 2432T-1BD600, SPEED AND POSITION PROBE WITH SQUARE WAVE OUTPUT SIGNALS SIGNAL, PATTERN T SQUARE-WAVE SIGNAL OUTPUT 5 V TTL / RS 422 WITH INTERPOLATION FACTOR 1 AND B (12) D600 CABLE ANGLED (L = 600CM) | 2 | F2CCN6 | CLASS C
GF5262W | RECEPTACLE HUBBELL GF5262W GROUNDFOLD 15 AMP 120 V | 87 | F4CAN4 | CLASS B
GI701S | SENSOR- MFG:IFM EFEC TYPE:INDUCTIVE STYLE:FAIL-SAFE MODEL NUM:GIIA-4030-US/2OSSD/V4A SENSG DIST:6.0-12.00 MM VOLT RTG / TYPE:19.20-30.00 VLT DC CONN TYPE:M12 PIN QTY:4 THD SZ:M30X1.5 THD TYPE:METAL MNTG STYLE:NON-FLUSH MOUNTABLE | 2 | F4CEN1 | CLASS C
GJL36100 | BREAKER SQUARE D GJL36100 RECONDITIONED 3 POLE 600 VAC 100 A REF: CCM 7A AND CCM1A | 1 |  | CLASS C
GSA1 1/2 | FUSE FERRAZ GSA1 1/2 1.5A W/ TIME DELAY | 24 | F4CDN6 | CLASS C
GSA1/2 | FUSE FERRAZ GSA1/2 0.5A W/ TIME DELAY | 31 | F4CDN6 | CLASS C
GSA10 | FUSE FERRAZ GSA10 10A W/TIME DELAY REF: BUSSMANN MDA010 | 10 | F4CDN6 | CLASS C
GSA12 | FUSE FERRAZ GSA12 12A 250 V AC | 9 | F4CDN6 | NO CONSIGNA
GSA2 | FUSE FERRAZ GSA2 2A W/ TIME DELAY | 2 | F4CDN6 | CLASS C
GSA3 | FUSE FERRAZ GSA3 3A W/ TIME DELAY | 20 | F4CDN6 | CLASS B
GSA4 | FUSE FERRAZ GSA4 4A W/ TIME DELAY | 18 | F4CDN6 | CLASS C
GSA5 | FUSE FERRAZ GSA5 5A W/ TIME DELAY | 20 | F4CDN6 | CLASS B
GSA6 | FUSE FERRAZ GSA6 6A W/ TIME DELAY | 10 | F4CDN6 | CLASS C
GSA7 | FUSE FERRAZ GSA7 7A W/ TIME DELAY | 15 | F4CDN6 | NO CONSIGNA
GSA8 | FUSE FERRAZ GSA8 8A W/ TIME DELAY | 16 | F4CDN6 | NO CONSIGNA
GSB1 | FUSE FERRAZ SHAWMUT GSB1 FAST ACTING GLASS 5 X 20 MM 250 VAC 1 AMP | 19 | F4CDN6 | CLASS B
GSB1/2 | FUSE FERRAZ SHAWMUT GSB1/2 FAST ACTING GLASS 5 X 20 MM 0.5 AMP | 12 | F4CDN6 | CLASS C
GSB10 | FUSE FERRAZ SHAWMUT GSB10 GLASS FAST ACTING 5 MM X 20 MM 10 AMP REF: BUSSMAN GDB010 | 40 | F4CDN6 | CLASS C
GSB2 | FUSE FERRAZ SHAWMUT GSB2 FAST ACTING GLASS 5 X 20 MM 250 VAC 2 AMP | 15 | F4CBN5 | CLASS C
GSB2-1/2 | FUSE FERRAZ SHAWMUT GSB2-1/2 FAST ACTING GLASS 5 X 20 MM 250 VAC 2.5 AMP | 13 | F4CDN6 | CLASS C
GSB5 | FUSE FERRAZ SHAWMUT GSB5 FAST ACTING GLASS 5 X 20 MM 250 VAC 5 AMP | 11 | F4CDN6 | CLASS C
GSB6-3/10 | FUSE FERRAZ SHAWMUT GSB6-3/10 FAST ACTING GLASS 5 X 20 MM 250 VAC 6.30 AMP | 14 | F4CDN6 | CLASS C
GT2-71P | AMPLIFIER KEYENCE GT2-71P HIGH-PRECISION CONTACT DIGITAL SENSOR AMPLIFIER PNP | 2 | F4CDN3 | CLASS C
GT2-A12 | SENSOR KEYENCE GT2-A12 HIGH ACCURACY DIGITAL CONTACT SENSOR HEAD | 2 | F4CCN3 | CLASS C
GT2-H50 | SENSOR KEYENCE GT2-H50 SENSOR HEAD 32 MM 1.26/50 | 1 | F4CDN3 | CLASS C
GTA5505-CBL1Q15 | CABLE GTA GROUP GTA5505-CBL1Q15 "15 FOOT CABLE ASSEMBLY FOR BOTH STYLE CONNESCTORS WITH ONE QUICK DISCONNECT | 6 | F2CBN2 | NO CONSIGNA
GV2-AE20 | BLOCK TELEMECANIQUE GVAE20 CONTACT BLOCK (GLEASON #20001730) (OBSOLETE PART # GV2-4E20) | 1 | F3CCN2 | NO CONSIGNA
GV2AN11 | CONTACT SCHNEIDER ELECTRIC/TELEMECANIQUE GVAN11 ELECTRICAL AUXILIARY REF: OBSOLETE: GV2AN11 | 1 | F3CCN2 | CLASS C
GV2ME14 | CIRCUIT BREAKER - MFG: SCHNEIDER ELEC PN: GV2ME14 TYPE: THERMAL MAGNETIC STYLE: NON-REVERSING CURR RTG / TYPE: 6.00-10.00 AMP VOLT RTG / TYPE: 690 VOLTS AC FREQ RTG: 50-60 HZ POLE QTY: 3 TERMNL TYPE: SCREW CLAMP DESC: PUS | 3 | F3CCN2 | CLASS B
H3CR-A | TIMER OMRON ELECT H3CR-A 100-240 VAC/100-125 VDC SOLID STATE MULTI FUNCTIONAL TIMERS,11 PINS,OUTPUT CONTACT, RANGE 0.05s-300H, ON-DELAY TIMER, SUPPLY 24-240 VAC/DC; NO INPUT VOLTAGE | 2 | F3CBN5 | CLASS C
H3YN-21 | TIMER OMRON ELECT H3YN-21 AC100-120V 50/60 HZ | 2 | F3CBN6 | CLASS C
HBL2641 | CONNECTOR HUBBELL HBL2641 ELECTRIC CONNECTOR, 30A 480VAC, NEMA L8-30 MALE | 5 | F4CAN6 | CLASS C
HBL2646 | CONNECTOR HUBBELL HBL2646 ELECTRIC CONNECTOR, 30A 480VAC FLANGED OUTLET NEMA L8-30 FEMALE WHITE | 2 | F4CAN6 | CLASS C
HBL9965C | CONNECTOR HUBBELL HBL9965C ELECTRIC CONNECTOR, 20A 125/250VAC ELECTRICAL TWIST PLUG | 1 | F4CAN4 | CLASS C
HC314A107 | CABLE CONDUMEX HC314A107 CABLE HEAVY DUTY TYPE: ST 60 600 VOLTS 3 X 14 AWG | 198 | RACKN1 | CLASS A
HCP-13H | PIN R & J MFG HCP-13H GOLD TYPE TWO FOR CONNECTOR MY06/MY05 REF: GPEE-20675E055 | 41 | F4CCN4 | CLASS C
HH52P-FL-DC24V | RELAY, CONTROL - MFG: FUJI ELEC PN: HH52P-FL-DC24V TYPE: WITH SURGE SUPPRESSION DEVICE AND INDICATOR (DC) COIL VOLT: 24 VLT DC CURR RTG: 10 AMP CNTCT CNFIG: 2PDT MNTG TYPE: PLUG IN | 2 | F4CDN4 | CLASS C
HH54P-FL DC24V | RELAY FUJI RELAY HH54P-FL DC24V CONTROL MINIATURE GENERAL PURPOSE 4PDT, 24 VDC COIL | 4 | F4CDN4 | CLASS C
HHED63B040 | BREAKER SIEMENS ENERGY HHED63B040 CIRCUIT 3 POLE 600 VAC 40 AMP | 2 | F1CAN5 | NO CONSIGNA
HLDR-6 | BLOCK, FUSE - MFG: BUSS COOPER IND PN: JT60030 TYPE: MODULAR STYLE: ADD-A-POLE CLASS: J VOLT RTG: 30 AMP CURR RTG: 600/600 VLT AC/DC SZ: 1 TERMNL TYPE: BOX LUG MATL: THERMOPLASTIC | 3 | F2CCN7 | NO CONSIGNA
HS900-4 | CONTROLLER - TYPE: PC-BUS CURRENT RATING AND TYPE: 500 MILLIAMPERES PRIMARY VOLTAGE RATING: 5 VOLTS DC DESC: DB-25S CONNECTOR, OBSOLETE | 4 | F3CAN7 | CLASS C
HSTT06-YK1 | TUBING PANDUIT HSTT06-YK1 FLEXIBLE POLYOLEFIN | 5 | F1CDN6 | CLASS A
HSTT09-YK1 | TUBING PANDIUT HSTT09-YK1 FLEXIBLE POLYOLEFIN DRY-SHRINK HEAT SHRINK COMBINATION PACK 6 IN PCS | 4 | F1CDN6 | CLASS A
HSTT100-YK1 | TUBING PANDUIT HSTT100-YK1 FLEXIBLE POLYOLEFIN DRY-SHRINK HEAT SHRINK COMBINATION PACK 6 IN PIECES | 5 | F1CDN6 | CLASS C
HSTT12-YK1 | TUBING PANDUIT HSTT12-YK1 FLEXIBLE POLYOLEFIN DRY-SHRIN HEAT SHRINK COMBINATION PACK 6 IN PIECES | 9 | F1CDN6 | CLASS A
HSTT19-YK1 | TUBING HSTT19-YK1 FLEXIBLE POLYOLEFIN DRY-SHRINK HEAT SHRINK COMBINATION PARCK 6 IN PCS | 1 | F1CDN6 | CLASS A
HSTT25-YK1 | TUBING PANDUIT HSTT25-YK1 FLEXIBLE POLYOLEFIN DRY-SHRINK HEAT SHRINK COMBINATIN PACK 6 IN PIECES | 10 | F1CDN6 | CLASS A
HSTT38-YK1 | TUBING PANDUIT HSTT38-YK1 FLEXIBLE POLYOLEFIN DRY-SHRINK HEAT SHRINK COMBINATION PACK 6 IN PIECES | 14 | F1CDN6 | CLASS B
HSTT50-YK1 | TUBING PANDUIT HSTT50-YK1 FLEXIBLE POLYOLEFIN DRY-SHRINK HEAT SHRINK COMBINATION PACK 6 IN PIECES | 4 | F1CDN6 | CLASS B
HSTT75-YK1 | TUBING PANDUIT HSTT75-YK1 FLEXIBLE POLYOLEFIN DRY-SHRINK HEAT SHRINK COMBINATION PACK 6 IN PIECES | 2 | F1CDN6 | CLASS C
HXUMN8 | MAGNET MISUMI HXUMN8 MAGNET CARBON STEEL | 1 | F4CDN3 | CLASS C
I.H.- 224 | RELAY RELAY 3 PHASE POWER MONITOR 480 VOLT TIME MARK CORP MODEL A258B IPE #15411-5 | 1 | F4CDN1 | CLASS C
I95009 | SWITCH IFM EFECTOR I95009 PROXIMITY 2 MM SENSING DIST 12 MM DIA (TRI) INDUCTIVE CYLINDER 10-30 VDC 3 WIRE 2 MM RANGE PNP NO W/ 4 PIN MICRO DC CONNECTOR MACH NAME SMS S/N 79336 MDL AUTOMATION BT 605446 | 3 | F4CEN1 | CLASS C
IDE-10000 | BASE I-DIVISION ELECTRICA IDE-10000 | 3 | F1CCN7 | CLASS C
IE5288 | SWITCH IFM EFECTOR IE5288 PROXIMITY 109302521118 4MM IEK3004-BPKG/US-104-D | 10 | F4CEN2 | CLASS B
IE5295 | SWITCH IFM EFECTOR IE5295 PROXIMITY10-36 VDC 3 WIRE 8MM BARREL DIA 2MM SENSING DISTANCE PNP NO W/4 PIN MICRO CONNECTOR | 6 | F4CEN2 | CLASS C
IE5329 | SWITCH IFM EFECTOR IE5329 INDUCTIVE PROXIMITY SWITCH IEB3004BPKG/AS514TPS, 8MM, METAL THREAD M8 X 1, SENSING RANGE 4MM, NON-FLUSH MONTABLE | 2 | F4CEN2 | CLASS C
IE5338 | SENSOR, PROXIMITY- MFG:IFM EFEC TYPE:INDUCTIVE MODEL NUM:IEBC003BASKG/AS SENSG DIST:3.0 MM SZ:M8 X 1 THD TYPE:METAL THREAD CONN TYPE:QUICK DISCONNECT VOLT RTG:10-30 VLT DC MNTG:FLUSH | 12 | F4CEN2 | CLASS C
IE5344 | SWITCH IFM EFECTOR IE5344 PROXIMITY SWITCH 10-30 VDC, 3 WIRE 8 MM BARREL, DIA 3 MM, SENSING DISTANCE PNP/NPN NORMALLY, OPEN W/ 0.3 M LONG CABLE AND 3 PIN M8 CONNECTOR. | 3 | F4CEN3 | CLASS C
IE5379 | SENSOR IFM EFECTOR IE5379 INDUCTIVE SENSOR METAL THREAD M8 X 1, 3-WIRE DC ONP, QUICK DISCONNECT, 10...30DC, ELECTRICAL DESIGN DC PNP, SENSING RANGE 2MM | 14 | F4CEN2 | CLASS C
IFC204 | SENSOR, PROXIMITY - MFG: IFM EFEC PN: IFC204 TYPE: INDUCTIVE SENSG DIST: 4.0 MM THD TYPE: M12 X 1 CONN TYPE: QUICK DISCONNECT, GOLD CONTACTS VOLT RTG: 10-36 VLT DC CURR RTG: 100.00 MILLIAMPS PRTCT: IP68 CNTCT CNFIG: DC PN | 1 | F4CEN2 | NO CONSIGNA
IFC210 | SENSOR IFM EFECTOR IFC210 INDUCTIVE DETECTOR, MODEL NO. IFKC004BASKG/M/US-104-DRS/2LED, 4.0 MM, M12 X 1 METAL THREAD, 10-30 VLT DC, FLUSH MOUNTABLE | 2 | F4CEN2 | CLASS C
IFC246 | SENSOR, PROXIMITY- MFG:IFM EFEC TYPE:INDUCTIVE MODEL NUM:IFK3008-BPKG/M/K1/US-104-DPS SENSG DIST:8.0 MM THD TYPE:METAL THREAD M12 X 1 CONN TYPE:QUICK DISCONNECT VOLT RTG:10-30 VLT DC MNTG:NON-FLUSH MOUNTABLE | 4 | F4CEN2 | CLASS C
IFS204 | SENSOR, PHOTOELECTRIC - MFG: IFM EFEC PN: IFS204 TYPE: INDUCTIVE MODEL NUM: IFB3004BBPKG/M/US SENSG RANG: 4.0 MM CONN: M12 CONNECTOR, GOLD PLATED CONTACTS VOLT RTG: 10-36 VLT DC HSNG MATL: BRASS WHITE BRONZE COATED, PBT FACE | 8 | F4CEN2 | CLASS A
IFS208 | SWITCH, PROXIMITY - MFG: IFM EFEC PN: IFS208 TYPE: SENSOR MODEL NUM: IFKC004BASKG/M/US-104-DRS/2LED SZ: M12 THD SZ: M12 X 1 CNTCT CNFIG: PNP OR PNP/NPN SENSG DIST: 4.0 MM VOLT RTG: 10-30 VLT DC CURR RTG: 100.00 ML AMP F | 11 | F4CEN2 | CLASS A
IFS210 | SWITCH IFM IFS210 PROXIMITY, 10-36 VDC 3 WIRE, 12MM BARREL DIAMETER, 4MM SENSING DIST, PNP N.O. W/3 PIN PICO DC CONNECTOR | 5 | F4CEN2 | CLASS C
IFW200 | SWITCH IFM EFECTOR IFW200 PROXIMITY, 10-30 VDC 3 WIRE, 12 MM BARREL DIAMETER, 3 MM SENSING DISTANCE, PNP N.O. W/4 PIN MICRO DC CONNECTOR, WELD FIELD IMMUNE, THREADED TUBULAR HOUSING, FLUSH MOUNTED SWITCH EFECTOR 7.6 & 8.6 | 4 | F4CEN2 | NO CONSIGNA
IG0344 | SWITCH, PROXIMITY-MFG:IFM TYPE: INDUCTIVE MODEL NUMBER: IGK2008BABOA/SL/LS100-AK RT THD SZ: M18 X 1 SENSING DISTANCE: 8.0 MM | 13 | F4CEN2 | CLASS A
IG5905 | SWITCH IFM EFECTOR IG5905 PROXIMITY 10-36 VDC 2 WIRE 18 MM BARREL DIA 8MM SENSING DISTANCE NO OR NC SAME AS 872C-N8Q18-D4 | 8 | F4CEN2 | CLASS B
IGC206 | SWITCH IFM EFECTOR IGC206 PROXIMITY METALWORKING 10-36 VDC WIRE 18MM BARREL DIA 8MM SENSING DIST PNP NO W/4 PIN MICRO DC CONNECTOR | 1 | F4CEN2 | CLASS C
IGC210 | SWITCH IFM EFECTOR IGC210 INDUCTIVE PROXIMITY SWITCH, M12 CONNECTOR, GOLD PLATED CONTACTS, 8.0 MM, DIA:18.00 MM, 10-30V DC, N.O. PNP | 5 | F4CEN2 | CLASS C
IGC232 | SENSOR IFM EFECTRIC IGC232 SENSOR TYPE:INDUCTIVE MODEL IGK3005-BPKG/M/K1/US-104-DPS SENSG RANG:5.0 MM CONN:QUICK DISCONNECT PRTCT RTG:IP68 VOLT RTG:10-30 VLT DC HSNG MATL:STAINLESS STEEL THREAD SIZE M18 X 1 | 4 | F4CEN2 | CLASS C
IGS204 | SWITCH, PROXIMITY- MFG:IFM EFEC TYPE:QUICK DISCONNECT PRDCT NUM:IGB3008BBPKG/M/US-104-DPS THD SZ:M18 X 1 CNTCT CNFIG:NORMALLY OPEN SENSG DIST:8 MM VOLT RTG:10-36 VLT DC CURR RTG:10 ML AMP CONN TYPE:M12 CONNECTOR PRTCT RTG:IP67 | 5 | F4CEN2 | CLASS C
IGS205 | SWITCH, PROXIMITY- MFG:IFM EFEC THD SZ:M18 X 1 SENSG DIST:12 MM VOLT RTG:10-36 VLT DC CURR RTG:10 ML AMP CONN TYPE:M12 4 PIN CONNECTOR PRTCT RTG:IP67 | 1 | F4CEN2 | CLASS C
IGT203 | SWITCH IFM EFECTOR IGT203 PROXIMITY, CYLINDRICAL, 18 MM X 5 MM 10-36 VDC, PNP WITH QUICK DISCONNECT. FOR #16 PRESS ABB ROBOT GRIPPER FINGERS - QDI REF.: BALLUFF BES02ET | 1 | F4CEN2 | CLASS B
IGW201 | SENSOR IFM EFECTOR IGW201 INDUCTIVE SENSOR IFM EFECTOR IGW201 IGK3012-BPKG/KI/SC/M/US104-DPS | 4 | F4CEN2 | CLASS C
IKS4103/015.0 | CABLE INDRAMAT IKS4103/015.0 SERVO ACCESSORIES FEEDBACK AND CONTROL CABLE READY MADE 15 METERS LONG REF NEWCOR NO 03398 | 1 | F2CCN2 | CLASS C
IL-030 | HEAD - MFG: KEYENCE AMER PN: IL-030 TYPE: ANALOG LASER SENSOR DESC: MEASUREMENT RANGE: 20.00-45.00 MILLIMETER | 1 | F4CDN3 | NO CONSIGNA
IL-1000 | AMPLIFIER - MFG: KEYENCE AMER PN: IL-1000 TYPE: ANALOG LASER SENSOR STYLE: RAIL MOUNT VOLT RTG: 10-30 VLT DC | 1 | F4CDN3 | CLASS B
IL-300 | HEAD, SENSOR - MFG: KEYENCE AMER PN: IL-300 TYPE: ANALOG LASER SENSOR SENSG RANG: 160.00-450.00 MM LENS MATL: GLASS WAVELENGTH: 655 NM | 2 | F4CDN3 | CLASS B
IL5004 | SENSOR IFM EFECTOR IL5004 INDUCTIVE SENSOR, RECTANGULAR METAL, SENSING RANGE: 2MM, FLUSH MOUNTABLE, 3-WIRE, DC PNP, OPERATING VOLTAGE: 10-36 VDC, M8 CONNECTOR | 6 | F4CEN2 | CLASS C
IME08-02BPSZT0K | SENSOR SICK IME08-02BPSZT0K INDUCTIVE SENSOR 8 TO 3 PINES | 20 | F4CEN5 | CLASS A
INJ-24 | MODULE- MFG:MOXA AMER TYPE:POE INJECTOR VOLT RTG / TYPE:24/48 VOLTS DC DIMS:24.9 X 100 X 86.2 MM DESC:POWER OVER ETHERNET, DIN RAIL MOUNTING | 1 | F2CBN6 | CLASS C
INT-SGA | AMPLIFIER SGA INT-SGA LOAD CELL AMPLIFIER | 1 | F4CCN1 | CLASS C
IR32W00000 | CONTROLLER CAREL IR32W00000 IR SERIES THERMOSTAT, 12-24 VDC SUPPLY, 1 OR 2 NTC INPUT, 2 RELAY OUTPUT, PANEL MOUNT REF: REPLACE P/N: IR33W7LR20 | 6 | F3CBN3 | CLASS A
IT26SM900 | OPTIC BANNER ENGR IT26SM900 HIGH TEMPERATURE STAINLESS STEEL FIBER | 4 | F2CCN3 | CLASS C
IV-M30 | MONITOR, DISPLAY - MFG: KEYENCE AMER PN: IV-M30 TYPE: INTELLIGENT VOLT RTG / TYPE: 24 VLT DC DIMS: 3.5 INCH TFT RESLUTN: COLOR LCD 320 X 240 DOT (QVGA) DESC: WHITE LED, TOUCH PANEL: ANALOG RESISTIVE, CONNECTOR: M12 4-PIN, CURRE | 2 | F4CDN3 | CLASS C
IY5036 | SENSOR IFM EFFECTOR IY5036 INDUCTIVE SENSOR M5 EFECTOR PROX SWITCH P/N IY 5036 | 4 | F4CEN2 | CLASS C
IY5048 | SENSOR, PROXIMITY - MFG: IFM EFEC PN: IY5048 TYPE: INDUCTIVE SENSG DIST: 1.5 MM THD TYPE: M5 X 0.5 CONN TYPE: QUICK DISCONNECT VOLT RTG: 10-30 VLT DC CURR RTG: 10.00 MILLIAMPS FREQ RTG: SWITCHING: 1800 HZ PRTCT: IP67 CN | 3 | F4CEN1 | CLASS C
J424PVCSTJT025-0M | CABLE HIRSCHMANN J424PVCSTJT25.0M 25 METER ETHERNET CABLE (900 001-909) | 1 | F1CDN3 | CLASS C
J424PVCSTJT10.0M | CABLE HIRSCHMANN J424PVCSTJT10.0M CABLE ASSY ETHERNET /IP RJ45 TO RJ45 4PAIR CONDUCTOR CAT5E CABLE (900 001-905) REF. LUMBERG. MAQ. GENESIS | 1 | F1CDN3 | CLASS C
J424PVCSTJT15-0M | CABLE HIRSCHMANN J424PVCSTJT15.0M ETHERNET RJ45/RJ45 15.0 MAQ. GENESIS(REF: PLEASE USE THIS ITEM FOR ABI-BRZ & RDI-RDM ORGANIZATIONS ONLY) | 8 | F1CDN3 | CLASS C
J424PVCSTJT20.0M | CABLE HIRSCHMANN J424PVCSTJT20.0M ETHERNET, RJ45/RJ45, 20.0M, OP10 TB & ROBOT 3 | 1 | F1CDN3 | CLASS C
JZSP-BA01 | BATTERY- MFG:YASKAWA ELEC AM TYPE:BACKUP DESC:ENCODER DATA | 41 | F3CAN2 | CLASS B
K80L1GXXX1PQ | LIGHT BANNER ENGR K80L1GXXX1PQ EZ-LIGHT, 1 COLOR- GREEN LED, 18-30 VDC PNP, W/ 4 PIN | 5 | F2CCN3 | CLASS C
KA36U-2N | TERMINAL BURNDY KA36U-2N UNIVERSAL TERMINAL HOLE SIZE 1/2 2 STR. - 600 WIRE RANGE ALUMINUM CONDUCTOR FOR ALUMINUM | 14 | F1CDN4 | CLASS C
KF-301P | SWITCH KEM CO KF-301P FOOT SWITCH 3 BODY, 1 HOLE, CONTACT POINT 1A1B X3 - HWACHEON PART NUMBER SC6199 | 1 | AREA DE RECIBO | CLASS C
KF5002 | SENSOR - MFG: IFM EFEC PN: KF5002 TYPE: POSITION STYLE: CAPACITIVE VOLT RTG / TYPE: 10-36 VLT DC THD SZ: M12 X 1 | 2 | F4CEN2 | CLASS C
KI5031 | SENSOR IFM EFECTOR KI5031 KI-2015-N/NI/6M/1G PLASTIC THREAD M30 X 1.5 CABLE SENSING RANGE 15MM ADJUSTABLE NON-FLUSH MOUNTABLE | 2 | F4CEN1 | NO CONSIGNA
KLDR004 | FUSE LITTLEFUSE KLDR004 4.000 AMP 600 VOLT REF: FERRAZ SHAWMUT | 26 | F4CDN5 | CLASS C
KT-21-61261-01 | BATTERY SYMBOL KT-21-61261-01 SCANNER 9000 TERMINAL (SPARE) | 2 | F1CCN3 | CLASS C
KTK12 | FUSE BUSSMANN KTK12 - 12 A MIDGET FUSE | 20 | F4CDN5 | CLASS C
L-69-22 | CONNECTOR TUBOS MEXICANOS L-69-22 GLAND .750 IN SZ | 32 | F4CBN3 | CLASS C
L8 | SWITCH DWYER L8 FLOAT LEVEL 125/250 VAC 5 AMP 30 VDC 5 AMP RES 3 AMP IND BLACK-COM BLUE-N 0 RED-N C M W P 150 PSIG M W T 212 DEG | 10 | F1CBN3 | CLASS C
LA4-DA2U | SUPPRESSOR TELEMECANIQUE LA4-DA2U SURGE SUPPRESSOR MODULE 110-240VAC | 2 | F4CCN4 | CLASS C
LADN22 | CONTACTOR SCHNEIDER LADN22 TESYS LAND22.AUX 2A2B CONTACTOR, MAGNETIC (REF: DOOSAN EMAGC0499K) | 1 | F3CCN2 | CLASS C
LBFS 01111.0 | SWITCH, LEVEL- MFG:BAUMER LTD. ELEC CONN:M12 PLUG DESC:CONNECTION SIZE: G1/2 INCH | 1 | F4CEN5 | CLASS C
LC1D09G7 | CONTACTOR SCHENEIDER ELECT LC1D09F7 CONTACTOR IEC STYLE NON REVERSING, 9 A, 5 HP MAX AT 460 VAC, 120 VAC 50/60 HZ COIL, (REF:OLD PN LC1D0901K7,LC1D09G7 ) (REF: DOOSAN EMAGC0501K) | 1 | F3CCN1 | CLASS C
LC1D18BD | CONTACTOR TELEMECANIQUE LC1D18BD CONTACTOR NON-REVERSING LC1D18BD 18 A, 32 A SCREW CLAMP 1HP 115 VAC - 3HP 230 VAC | 2 | F3CCN1 | CLASS C
LC1-D25F7 | CONTACTOR TELEMECANIQUE LC1-D25F7(REF: LC1-D2501 TOOL ROOM) | 2 | F3CCN1 | CLASS C
LEDWA80X80W | LAMP BANNER LEDWA80X80W LED AREA LIGHT LED COLOR WHITE | 3 | F2CCN4 | CLASS C
LFL10WWW | LAMP TECHNO SHINE LFL10WWW LQ-LED /10W/30/S REFLECTOR LED BASEL C /DRIVER 10W 85-240 V BCO CALIDO 3000K C/F- | 26 | F3CBN7 | CLASS A
LGT-11 | LIGHT METALUX VT2-240DR-120V-LE3-WL-U LIGHT FIXTURE 40W FLUORESCENT SMOKE HOOD LIGHTS (GRAINGER #6F555). REF. OLD PART NUMBER: #VT2-240DR-2L-120V-LE3 | 2 | RACKN2 | CLASS A
LI5041 | SWITCH IFM EFECTOR LI5141 BINARY LEVEL SENSOR PROGRAMMABLE, 10-36 VDC 3 WIRE, 132 MM PROBE LENGTH, PNP NORMALLY CLOSED / OPEN WITH MICRO CONNECTOR (REF. OBSOLETE P/N LI5041) | 1 | F4CEN1 | CLASS C
LI5043 | SWITCH IFM EFECTOR LI5143 BINARY LEVEL SENSOR PROBRAMMABLE, 10-36 VDC 3 WIRE, 481 MM PROBE LENGTH, PNP NORMALLY CLOSED / OPEN WITH MICRO CONNECTOR (REF. OBSOLETE P/N LI5043) | 2 | F1CDN3 | CLASS C
LIT1980 | BATTERY INTERSTATE BATTERIES LIT1980 INTERSTATE 6 VOLT F/ALPHA SERIES AMPLIFIER (REF: SAME AS GE FANUC A06B-6073-K001, A98L-0001-0902 PANASONIC BR-CCF2TH, A98L-0031-0025) | 2 | F3CAN1 | CLASS A
LK8123 | SENSOR IFM EFECTOR LK8123 ELECTRONIC LEVEL SENSOR | 4 | F4CEN1 | CLASS B
LMC-50F | LENS COGNEX LMC-50F 50 MM LENS WITH APERTURE CONTROL AND LOCKS | 1 | F3CCN4 | NO CONSIGNA
LP1-D0910BD | CONTACTOR TELEMECANIQUE LC1D09BD MAGNETIC CONTACTOR (GLEASON #25301526) (OLD PN LP1-D0910BD) | 1 | F3CCN1 | NO CONSIGNA
LP-41 | LIGHT, FLUORESCENT - MFG: WALDMANN USA PN: 450-024-010 TYPE: WORKLIGHT STYLE: DUAL BULB WATT RTG: 24 WATT LUMENS: 1800 DESC: BASE: 2G11 4-PIN BASE, SHAPE: T5 | 1 | F1CBN4 | NO CONSIGNA
LP-CC-15 | FUSE, TIME DELAY - MFG: BUSS COOPER IND PN: LP-CC-15 TYPE: LOW-PEAK CURR RTG: 15.00 AMP VOLT RTG: 600/150 VLT AC/DC CLASS: CC | 1 | F4CDN5 | CLASS C
LP-CC-2 | FUSE BUSSMAN LP-CC-2 (ABSA ATDR2) 600V 2 AMP | 9 | F4CDN5 | CLASS B
LP-CC-2 1/2 | FUSE BUSSMANN LP-CC-2 1/2 600 VOLTS 2 1/2 AMPS (REF: EQUIVALENT TO FERRAZ SHAWNUT P/N ATDR2-1/2) | 9 | F4CDN5 | CLASS C
LP-CC-25 | FUSE BUSSMANN LP-CC-25 CLASS CC 25 AMP | 10 | F4CDN5 | CLASS C
LP-CC-30 | FUSE, TIME DELAY - MFG: BUSS COOPER IND PN: LP-CC-30 TYPE: LOW-PEAK CURR RTG: 30.00 AMP VOLT RTG: 600/300 VLT AC/DC CLASS: CC | 25 | F4CDN5 | CLASS C
LP-CC-8 | FUSE BUSSMAN LP-CC-8 | 8 | F4CEN4 | CLASS C
LPJ-1 1/4SP | FUSE, TIME DELAY - MFG: BUSS COOPER IND PN: LPJ-1-1/4SP TYPE: LOW-PEAK STYLE: DUAL ELEMENT CURR RTG: 1.25 AMP VOLT RTG: 600/300 VLT AC/DC CLASS: J | 16 | F4CFN5 | CLASS C
LPJ-125SP | FUSE, TIME DELAY - MFG: BUSS COOPER IND PN: LPJ-125SP TYPE: LOW-PEAK STYLE: DUAL ELEMENT CURR RTG: 125.00 AMP VOLT RTG: 600/300 VLT AC/DC CLASS: J | 6 | F4CFN4 | CLASS C
LPJ-12SP | FUSE, TIME DELAY - MFG: BUSS COOPER IND PN: LPJ-12SP TYPE: LOW VOLTAGE CURR RTG: 12 AMP VOLT RTG: 600/300 VLT AC/DC CLASS: J | 20 | F4CFN5 | NO CONSIGNA
LPJ-175SP | FUSE BUSSMANN LPJ-175SP 175 AMP 600 V LOW PEAK | 9 | F4CFN3 | CLASS C
LPJ-2 1/4SP | FUSE BUSSMANN LPJ-2 1/4SP LOW PEAK DUAL ELEMENT TIME DELAY CLASS J | 25 | F4CFN5 | CLASS C
LPJ-20SP | FUSE, TIME DELAY - MFG: BUSS COOPER IND PN: LPJ-20SP TYPE: LOW-PEAK STYLE: DUAL ELEMENT CURR RTG: 20.00 AMP VOLT RTG: 600/300 VLT AC/DC CLASS: J | 15 | F4CFN5 | NO CONSIGNA
LPJ-250SP | FUSE, TIME DELAY - MFG: BUSS COOPER IND PN: LPJ-250SP TYPE: LOW-PEAK STYLE: DUAL ELEMENT CURR RTG: 250.00 AMP VOLT RTG: 600/300 VLT AC/DC CLASS: J | 2 | F4CFN3 | CLASS C
LPJ-25SP | FUSE, TIME DELAY - MFG: BUSS COOPER IND PN: LPJ-25SP TYPE: LOW-PEAK STYLE: DUAL ELEMENT CURR RTG: 25.00 AMP VOLT RTG: 600/300 VLT AC/DC CLASS: J | 31 | F4CFN4 | CLASS C
LPJ-2SP | FUSE, TIME DELAY - MFG: BUSS COOPER IND PN: LPJ-2SP TYPE: LOW-PEAK STYLE: DUAL ELEMENT CURR RTG: 2.0 AMP VOLT RTG: 600/300 VLT AC/DC CLASS: J | 8 | F4CFN5 | CLASS C
LPJ-300SP | FUSE, TIME DELAY - MFG: BUSS COOPER IND PN: LPJ-300SP TYPE: LOW-PEAK STYLE: DUAL ELEMENT CURR RTG: 300.00 AMP VOLT RTG: 600/300 VLT AC/DC CLASS: J | 2 | F4CFN3 | CLASS C
LPJ-30SP | FUSE, TIME DELAY - MFG: BUSS COOPER IND PN: LPJ-30SP TYPE: LOW-PEAK STYLE: DUAL ELEMENT CURR RTG: 30.00 AMP VOLT RTG: 600/300 VLT AC/DC CLASS: J | 39 | F4CFN4 | CLASS C
LPJ-40SP | FUSE, TIME DELAY - MFG: BUSS COOPER IND PN: LPJ-40SP TYPE: LOW-PEAK STYLE: DUAL ELEMENT CURR RTG: 40.00 AMP VOLT RTG: 600/300 VLT AC/DC CLASS: J | 10 | F4CFN4 | CLASS C
LPJ-45SP | FUSE, TIME DELAY - MFG: BUSS COOPER IND PN: LPJ-45SP TYPE: LOW-PEAK STYLE: DUAL ELEMENT CURR RTG: 45.00 AMP VOLT RTG: 600/300 VLT AC/DC CLASS: J | 10 | F4CFN4 | CLASS C
LPJ-4SP | FUSE, TIME DELAY - MFG: BUSS COOPER IND PN: LPJ-4SP TYPE: LOW-PEAK STYLE: DUAL ELEMENT CURR RTG: 4.0 AMP VOLT RTG: 600/300 VLT AC/DC CLASS: J | 24 | F4CFN5 | CLASS C
LPJ-60SP | FUSE, TIME DELAY - MFG: BUSS COOPER IND PN: LPJ-60SP TYPE: LOW-PEAK STYLE: DUAL ELEMENT CURR RTG: 60.00 AMP VOLT RTG: 600/300 VLT AC/DC CLASS: J | 20 | F4CFN4 | CLASS B
LPJ-70SP | FUSE, TIME DELAY - MFG: BUSS COOPER IND PN: LPJ-70SP TYPE: LOW-PEAK STYLE: DUAL ELEMENT CURR RTG: 70.00 AMP VOLT RTG: 600/300 VLT AC/DC CLASS: J | 17 | F4CFN4 | CLASS C
LPJ-90SP | FUSE BUSSMANN LPJ-90SP ELECTRICAL 600 VOLT 600 AMPS | 7 | F4CFN4 | CLASS C
LR14T | BATTERY PANASONIC LR14T BATTERY SIZE C 1.5V (REF. EQUIVALENT PN DURACELL MN1400) | 30 | F3CAN4 | CLASS A
LR-TB2000C | SENSOR, PHOTOELECTRIC - MFG: KEYENCE AMER PN: LR-TB2000C TYPE: ALL-PURPOSE STYLE: CABLE WITH CONNECTOR SENSG RANG: 60.00-2000.00 MM CONN: M12, QUICK DISCONNECT LASER LIGHT TYPE: RED VOLT RTG: 20-30 VLT DC OTPT TYPE: NPN/PNP | 2 | F4CDN3 | CLASS A
LR-TB5000C | SENSOR, PHOTOELECTRIC - MFG: KEYENCE AMER PN: LR-TB5000C TYPE: ALL-PURPOSE STYLE: CABLE WITH CONNECTOR SENSG RANG: 60.00-5000.00 MM CONN TYPE: M12 LASER LIGHT TYPE: RED VOLT RTG: 20-30 VLT DC LASER CLASS: 2 | 1 | F4CDN3 | CLASS C
LR-ZB240CB | SENSOR - MFG: KEYENCE AMER PN: LR-ZB240CB TYPE: LASER SENSG DIST: 25.00-240.00 MM CONN TYPE: M12 CONNECTOR, 4-PIN DESC: M18 THREADED MOUNT | 2 | F4CDN3 | CLASS B
LT-100 | CONNECTOR CROUSE-HINDS LT-100 STRAIGHT F/ LIQUID TIGHT TUBE (LICUATITE) 1 IN.REF: TREND PART NUMBER CRHLT100 | 10 | F4CAN3 | CLASS C
LT6E-Q21R-LU0X3-H1151 | TRANSDUCER TURCK LT6E-Q21R-LU0X3-H1151 LINEAR TRANSDUCER ID NO: LT0337 | 2 | AREA DE RECIBO | CLASS C
LT-75 | CONNECTOR CROUSE-HINDS LT-75 STRAIGHT F/ LIQUID TIGHT TUBE (LICUATITE) .750 IN | 13 | F4CAN3 | CLASS B
LT-7590 | CONNECTOR CROUSE-HINDS LT-7590 CURVED F/ LIQUID TIGHT TUBE (LICUATITE) .750 IN | 19 | F4CAN3 | CLASS B
LT8022 | SENSOR, LEVEL- MFG:IFM EFEC TYPE:ELECTRONIC MODEL NUM:LT0264B-B-00KSPKG/US VOLT RTG:18-30 VLT DC CONN TYPE:QUICK DISCONNECT DESC:LEVEL AND TEMPERATURE SENSOR, CURRENT RATING: 200 MILLIAMPERES (MA), PROBE LENGTH: 264.00 MM, NUMBER OF O | 1 | F4CEN0 | CLASS C
LV-21AP | AMPLIFIER- MFG:KEYENCE AMER TYPE:LASER SENSOR STYLE:DIGITAL MODEL NUM:LV SERIES VOLT RTG:12-24 DC MAXIMUM RATED WORKING VOLTAGE DESC:MAIN UNIT GEN CHAR ITEM DESC:PNP OPEN-COLLECTOR X 2 CHANNELS | 2 | F4CDN3 | CLASS C
LX660-8077-T260#L20R03 | CABLE GE FANUC LX660-8077-T260#L20R03 SERVO MOTOR POWER CABLE LENGTH 20 M LEFT CONNECTOR AMP 0-917807 | 1 | F2CCN2 | CLASS C
LZ4-20MC00 | LAMP LED ENGIN LZ4-20MC00 LAMP HIGH BRIGHTNESS N. WHILE, 10W - OLD PART NUMBER LZ4-20MC10 | 2 | F3CAN4 | NO CONSIGNA
LZ51-B | BOARD SONY MAGNASCALE LZ51-B BCD EXPANSION USED IN LY51 DISPLAY REF: TRIO TOOL INTERCONNECT BOARD MODULE 16686-2 MACH NAME ABB S/N G847010 BT 606158 MDL 11.5 IN 3RD MEM ASSY | 1 | F3CAN7 | CLASS C
M1533005 | SENSOR TURCK M1533005 INDUCTIVE PROXIMITY SENSOR, MAGNETIC Bi 1.5-EG05-0.3M-M12-SIU-H1141 | 2 | F4CEN3 | NO CONSIGNA
M18C2.0 | SENSOR BANNER ENGR M18C2.0 U-GAGE MODEL Q45UR ULTRASONIC 18 MM SS BARREL W/ 2M CABLE F/ USE W/ MODEL Q45UR CONTROLLER | 2 | F4CEN6 | CLASS C
M224PVCSTJT-03-0M | CABLE HIRSCHMANN M224PVCSTJT-03-0M 3 METER ETHERNET CABLE RJ45 M12 | 1 | F1CDN3 | CLASS C
M224PVCSTJT20.0M | CABLE HIRSCHMANN M224PVCSTJT20.0M ETHERNET, M12/RJ45, 20.0M,TOOLING | 12 | F1CDN3 | CLASS A
M224PVCSTJT30-0M | CABLE HIRSCHMANN ELEC M224PVCSTJT30.0M CORDSET M12 MALE TO RJ45 MALE (REF, 900002003) | 1 | F1CDN2 | CLASS B
M224THFSTMT015-0M | CABLE HIRSCHMANN M224THFSTMT015.0M CABLE ETHERNET M12 TO M12 MALE 4 PIN, LENGTH 15 M | 1 | F1CDN3 | CLASS C
M224THFSTMT020-0M | CABLE HIRSCHMANN M224THFSTMT020.0M CABLE ETHERNET M12 TO M12 MALE 4 PIN, LENGTH 20 M | 1 | F1CDN2 | CLASS B
M224THFSTMT06-0M | CABLE HIRSCHMANN M224THFSTMT06.0M CABLE ETHERNET M12 TO M12 MALE 4 PIN, LENGTH 6 M, 900002175 | 2 | F1CDN2 | CLASS C
M-5250-M | CONTACT ARROW-HART M-5250-M DUPLEX 2 POLE 3 WIRE, IVORY COLOR 15-125 VAC | 25 | F4CAN4 | CLASS A
M640A-1063 | MOTOR HONEYWELL 2000-200-150-126-000-20-000000-0-0-00 ELECTRIC GEAR ACTIONATOR 180 DEG (OLD PN: M640A-1063) | 1 | AREA DE RECIBO | CLASS C
M7284C1000 | MOTOR, ELECTRIC - TYPE: ACTUATOR STYLE: NON-SPRING RETURN VOLTAGE: 120 VOLTS SHAFT ORIENTATION: DUAL ENDED, SQUARE MOTOR FREQUENCY RATING: 50/60 HERTZ MOUNTING TYPE: FOOT MOUNTED TORQUE: 150 LB-IN DESC: SCREW TERMINAL CONNEC | 1 | F1CCN3 | CLASS C
MDA-1 | FUSE BUSSMANN MDA-1 1 AMP 250 VOLTS .25 X 1.25 | 6 | F4CDN6 | CLASS C
MK5101 | SENSOR IFM EFECTOR MK5101 MAGNETIC CYLINDER PROXIMITY SENSOR 10-30 VDC 3 WIRE T-SLOT MOUNTING PNP NO W/ 0.3 M CABLE AND PICO M8 3 PIN CONNECTOR | 4 | F4CEN2 | CLASS C
MK5107 | SENSOR - TYPE: CYLINDER STYLE: MAGNETIC MODEL NUMBER: MKT3028BBPKG/G/0.3M/ZH/US MATERIAL: POLYAMID HOUSING, STAINLESS STEEL FASTENING CLAMP PROTECTION RATING: IP65 / IP67, III VOLTAGE RATING AND TYPE: 10-30 VOLTS DC DESC: T-SL | 1 | F4CCN2 | CLASS B
MP0042-3 | SWITCH, PUSHBUTTON - MFG: BULGIN CO. PN: MP0042/3 TYPE: MOMENTARY BTTN SHAPE: PROMINENT VOLT RTG / TYPE: 48 VLT DC CURR RTG: 2.0 AMP MATL: STAINLESS STEEL | 2 | F4CAN5 | CLASS C
MR-BAT | BATTERY MITSUBISHI MR-BAT 3.6 V fOR MITSUBISHI SERVO DRIVE #MR-BAT, ACCEPTABLE SUBSTITUTE INTERSTATE BATTERY LIT5085 | 11 | F3CAN1 | CLASS A
MR-J2S-20B | *** OBSOLETE ITEM *** UNIT MITSUBISHI MR-J2S-20B SERVO AMPLIFIER | 1 | F3CAN6 | CLASS C
MT-34 | FASTENER OTHEC MEXICANA MT-34 MONITOR INDUSTRIAL ANCLO .750 IN | 26 | F4CBN5 | CLASS C
MVR175/U/MED | LAMP GENERAL ELECTRIC PRODUCT CODE 18902 IND STD NO MVR175/U/MED CLEAR 175 WATT METAL HALIDE, BD-17, UNIVERSAL BURN DIE CAST METAL HOUSING, HYDROFORMED REFLECTOR CLEAR FLAT GLASS | 8 | F1CDN1 | CLASS C
N350P-01 | POWER SUPPLY DELL N350P-01 DELL 350-WATT ATX12V 2.01 DELL REPLACEMENT COMPUTER POWER SUPPLY | 3 | F3CAN4 | CLASS C
NBB1-5-8GM-50-A2-V1 | SENSOR PEPPERL-FUCHS NBB1.5-8GM.50-A2-V1 CYLINDRICAL INDUCTIVESENSOR OP. VOLT. UB 10 ... 30 V SWITCHING FREQUENCY F 0 ... 1500 HZ | 5 | F2CBN6 | CLASS C
NBB2-12GM30-E2-V1 | SENSOR - MFG: PEPPERL FUCHS PN: NBB2-12GM30-E2-V1 TYPE: INDUCTIVE VOLT RTG / TYPE: 10-30 VLT MATL: BRASS, NICKEL PLATED | 8 | F2CBN6 | CLASS C
NF50-CP-3P-40A | BREAKER MITSUBISHI ELECTRIC AUTOMATION NF50-CP 3P 40A CIRCUIT BREAKER NO-FUSE, MOULDED CASE TYPE, SERIE NF-CP, 50 HZ WORKING VOLTAGE 400V, NUMBER OF POLES 3, RATED CURRENT 40A, WEIGHT 0.65KG COLOR BLACK | 1 | F3CAN6 | CLASS C
NI20U-TS12-AP6X2-V1131 | SENSOR TURCK NI20U-TS12-AP6X2-V1131 TURCK UPROX USED FOR BLOW TUBE SLUG DETECTION USED ON LR MATE ROBOT IN DEPT 94 | 4 | F4CEN3 | CLASS C
NI3-G08-AP6X-H1341 | SWITCH TURCK NI3-G08-AP6X-H1341 PRESSURE SWITCH, INDUCTIVE, 8MM MINIATURE THREADED, EUROFAST QUICK DISCONNECT, 3 WIRE DC, ID NUMBER S4602705 | 2 | F4CEN3 | CLASS B
NI4U-EG08-AP6X-H1341 | SWITCH TURCK NI4U-EG08-AP6X-H1341 PROXIMITY 10-30 VDC 3 WIRE 8 MM BARREL DIAMETER 4 MM SENSING DISTANCE PNP W/ 4 PIN EUROFAST QD CONNECTOR | 5 | F4CEN3 | CLASS C
NPORT-5210 | DRIVER MOXA Nport 5210 2 PORT RS-232, SERIAL DEVICE SERVER, 0 TO 60C OPERATION TEMPERATURE. | 4 | F2CBN6 | CLASS C
NR-0008-42 | MAGNET TRADE AG NR-0008-42 NEODYMIUM RARE EARTH MAGNET 35 OF 1/2X1/2 | 77 | F4CDN3 | CLASS C
NR-0075 | MAGNET IMANES 1,2,3 NR-0075 NEODYMIUM MAGNET 5MM DIAMETER, 3MM THICKNESS | 8 | F4CCN3 | CLASS C
NSC-30H2-1216 | TRANSFORMER DONGAN NSC-30H2-1216 220-110 AND 900VA | 1 | F4CEN7 | CLASS C
O1D100 | SENSOR, PHOTOELECTRIC - MFG: IFM EFEC PN: O1D100 TYPE: DISTANCE MODEL NUM: O1DLF3KG SENSG RANG: 0.20-10.00 M CONN: QUICK DISCONNECT, M12 CONNECTOR PRTCT RTG: IP67 VOLT RTG: 18-30 VLT DC | 1 | F4CEN1 | CLASS C
O1D102 | SENSOR, PHOTOELECTRIC- MFG:IFM EFEC TYPE:DISTANCE MODEL NUM:O1DLF3KG SENSG RANG:0.2-3.5 M CONN:QUICK DISCONNECT, M12, 4-PIN VOLT RTG:18-30 VLT DC OTPT TYPE:OUT1: N.O./CLOSED PROGRAMMABLE, OUT2: N.O./CLOSED PROGRAMMABLE OR ANALOG (4-2 | 2 | F4CEN1 | CLASS C
OBF504 | SENSOR, PHOTOELECTRIC - MFG: IFM EFEC PN: OBF504 TYPE: FIBER OPTIC STYLE: POSITION MODEL NUM: OBF-FAKG/T/US SENSG RANG: 1000.00 MM CONN: M12 CONNECTOR; 4 PIN LASER LIGHT TYPE: RED PRTCT RTG: CLASS III, IP65 VOLT RTG: 10-3 | 1 | F4CEN1 | NO CONSIGNA
OF5022 | SENSOR IFM EFECTOR OF5022 THRU-BEAM RECEIVER OPTO, 12MM DIAMETER THREADAD METAL HOUSING, 3-WIRE DC NPN PROGRAMMABLE LIGHT ON OR DARK ON OUTPUT, 4M FIXED RANGE, 2M PVC CABLE. ITEM OF5052(OLD P/N OF5052) | 1 | F4CEN2 | CLASS B
OF5027 | SENSOR, PHOTOELECTRIC - MFG: IFM EFEC PN: OF5012 DIFFUSE REFLECTION MODEL: OFB-FPKG/US SENSG :1-400 MM CONN: M12 CONNECTOR LASER LIGHT : INFRARED PRTCT RTG: IP65, II VOLT RTG: 10-36 VLT DC LENS MATL: P ( REF. OLD PART OF5027) | 9 | F4CEN2 | CLASS A
OG5042 | SWITCH IFM EFECTOR OGS500 REPLACES OG5042 PHOTOELEC OG SERIES TUBULAR 10-36 VDC THRU BEAM TRANSMITTER 18 MM BARREL 0-15 M SENS RANGE W/ 4 PIN MICRO DC QD - QDI REF.: BALLUFF BOS00EP | 2 | F4CEN2 | CLASS A
OG5061 | SENSOR IFM EFECTOR OGP700 RETRO-REFLECTIVE PHOTOELECTRIC. OLD NUMBER: OG5061 | 2 | F4CEN2 | CLASS C
OGE500 | SENSOR IFM EFECTOR OGE500 SENSOR TYPE:THROUGH-BEAM MODEL NUM:OGE-FPKG/US, SENSG RANG:25.00 M, DIA:M18 X 1 MM, CONN:M12 CONNECTOR, PRTCT RTG:IP67, II, VOLT RTG:10-36 VLT DC, CURR RTG:200.00 ML AMP, LENS MATL:PMMA (REF. OBSOLETE P/N OG5043) | 3 | F4CEN2 | CLASS B
OGH500 | SENSOR, PHOTOELECTRIC - MFG: IFM EFEC PN: OGH500 TYPE: DIFFUSE REFLECTION MODEL NUM: OGH-FPKG/US100 SENSG RANG: 15.00-300.00 MM CONN: QUICK DISCONNECT, M12 CONNECTOR LASER LIGHT TYPE: RED LIGHT 624 NM PRTCT RTG: IP 67, II V | 6 | F4CEN2 | CLASS A
OGH502 | SENSOR IFM EFFECTOR OGH502 DIFFUSE REFLECTION PHOTOELECTRIC SENSOR, THREADED TYPE, M18X1, 10-36DC NPN, BACKGROUND SUPPRESSION, CONNECTOR, STAINLESS STEEL 316L, YELLOW LED, 1000HZ, LG 72MM, -25-80C | 3 | F4CEN2 | CLASS C
OHSP-006 | SENSOR ROBOHAND OHSP-017 REPLACES OHSP-006 INDUCTIVE PHP WITH QK DISK 24V PNP, T-511449 D-3, REV A 15SE03, REPLACED BY OHSP-017 | 1 | F3CBN3 | CLASS C
OJ5016 | LASER EFECTOR OJ5016 PHOTOELECTRIC RECTANGULAR OJ SERIES FRONT SENSING 10 m DC QUICK DESCONNECTING TRANSMITTER | 1 | F4CEN2 | CLASS C
OM5004 | SENSOR IFM EFECTOR OM5004 OMT-FCKG/US100 PHOTOELECTRIC SENSOR DIFUSE 3.5 | 3 | F4CEN1 | CLASS C
OP-76874 | BRACKET KEYENCE OP-76874 MOUNTING BRACKET A FOR GT HEAD | 2 | F4CDN3 | CLASS C
OP-87058 | SENSOR KEYENCE OP-87058 MULTI-PURPOSE CCD LASER MICROMETER IG SENSOR HEAD CABLE, 10M | 1 | F4CDN3 | CLASS C
OP-87077 | FILTER- MFG:KEYENCE AMER TYPE:LENS PROTECTION DESC:F/ MD-F | 2 | F4CDN3 | CLASS C
OP-87444 | CABLE - MFG: KEYENCE AMER PN: OP-87444 TYPE: MONITOR POWER LEN: 5.0 M | 1 | F4CDN3 | CLASS C
OP-87458 | CABLE - MFG: KEYENCE AMER PN: OP-87458 TYPE: ETHERNET LEN: 5.0 M DESC: NFPA79 COMPLIANT | 1 | F4CDN3 | CLASS C
OP-87528 | CABLE, CONTROL - MFG: KEYENCE AMER PN: OP-87528 LEN: 5.0 M NUM OF PINS: 9 DESC: SR-1000 SERIES, NFPA79 COMPATIBLE, WITH D-SUB | 1 | F4CDN3 | CLASS C
OS101-V1-HT | SENSOR OMEGA ENGINEERING OS101-V1-HT OMEGA HEAT SENSOR REF: NEW P/N: OS101E-V1-HT | 1 | F1CBN5 | CLASS C
OTBVP6QDH | SWITCH, PUSHBUTTON - MFG: BANNER ENGR PN: 46169 TYPE: PHOTOELECTRIC STYLE: TOUCH-ACTIVATED MODEL NUM: OTBVP6QDH COLOR: BLACK VOLT RTG / TYPE: 10-30 VLT DC | 1 | F2CCN3 | CLASS C
OTM30 | FUSE FERRAZ OTM30 30A FUSE. | 10 | F4CDN5 | NO CONSIGNA
P10-10RHT6-D | TERMINAL PANDUIT P10-10RHT6-D NICKEL EYELET TERMINALS INSIDE DIAMETER 3/16 TO GAGE: 10-12 CODE:P10RHT6-P10-D | 50 | F1CDN4 | CLASS B
PB2-008-6 | SWITCH PEPPERL & FUCHS PB2-008-6 PUSH BUTTON | 2 | F2CBN6 | CLASS C
PBA300F-24 | POWER SUPPLY COSEL PBA300F-24 24VDC POWER SUPPLY | 1 | F4CBN4 | CLASS C
PB-D01-008-6 | BUTTON PEPPERL& FUCHS PB-D01-008-6 PALM | 2 | F2CBN6 | CLASS C
P-BT03-0007 | BATTERY - MFG: RENISHAW PN: P-BT03-0007 SZ: 1/2 AA MATL: LITHIUM THIONYL CHLORIDE PCKG QTY: 2 | 13 | F3CAN2 | CLASS A
PCS-250 | SENSOR- MFG: ALLORA INTERNATIONAL PN: PCS-250 TYPE: POSITIVE CONTACT | 2 | F2CCN7 | CLASS C
PD45VP6C200Q | SENSOR BANNER ENGR PD45VP6C200Q BANNER 8" PICODOT SENSOR | 2 | F4CEN6 | CLASS C
PF-SW-2 | SWITCH IFM EFECTOR IIK3022BPKG/US100DPS PROXIMITY 10-36 VDC 3 WIRE 30 MM BARREL DIA 22 MM SENSING DIST PNP N.O. W/ 4 PIN DC MICRO CONNECTOR ORDER NO II5785 (TRI) MACH NAME ENGINEERED ABRASIVES S/N EA122 MDL 48 IN INDEX SHOT PEEN BT 606134 | 4 | F4CEN1 | CLASS B
PKP-19B-2 | KNOB ELECTRONIC HARDWARE CORP. PKP-19B-2 DIAM. 3/4 IN COLOR BLACK ANODIZED SHAFT HOLE 1/4 ROUND MACHINES ALUMINIUM KNOBS (REF: NEWARK PART # 02E1984) | 3 | F2CBN5 | CLASS C
PL-L18W/840/4P | LAMP PHILLIPS LIGHTING CO PL-L18W/840/4P 24V FLUORESCENT (REF: LIEBERR) | 2 | F1CCN4 | CLASS B
PN2022 | SWITCH IFM EFECTOR PRESSURE PN2092 SETPOINT RANGE 0-100 BAR 20-30 VDC 4 WIRE W/ DC MICRO CONNECTOR MACH NAME OERLIKON S/N 292103,104,137-139 BT NO 606130-132,140,141 MODEL NO C28 FACE HOB (REF OLD PART NO. PN9022, PN2022) | 3 | F4CEN1 | CLASS A
PN2222 | SENSOR IFM PN2292 IFM FLUID AND AIR PRESSURE SENSOR ( REF. OLD PART NUMBER PN2222 ) | 1 | F4CEN1 | CLASS C
PN41006 | CABLE IBG NDT SYSTEMS PN41006 CABLE PROBE WITH TESTED INITIATION BUTTON 2 M LONG FOR CONNECTION OF PROBE TO INSTRUMENT | 2 | F2CBN4 | CLASS C
PN5001 | SWITCH IFM PN5001 PRESSURE SWITCH MODEL PN-250-SBR14-HFPKG/US//V (KUKA REF: 4534863) (REF. OLD P/N PB5021) | 1 | F4CEN1 | CLASS C
PN5004 | SENSOR, PRESSURE - MFG: IFM EFEC PN: PN7094 MODEL NUM: PN-010-RER14-QFRKG/US/ /V VOLT RTG: 18-30 VLT DC PRSUR RANG: -1 TO 10 BAR CONN: M12 DESC: PROCESS CONNECTION: G1/4I, OUTPUTS: 2 | 4 | F4CEN1 | CLASS C
PN7229 | SWITCH IFM EFECTOR PN7299 VACUUM SETPOINT RANGE -29 TO 20 IN HG 18-30 VDC 4 WIRE PNP W/ NUMERIC DISPLAY & DC MICRO CONNECTOR MACH NAME FILTRA S/N 10381 MDL HV-3S BT 606144 ( REF. OLD P/N PN7209,PN7229 ) | 1 | F4CEN1 | NO CONSIGNA
PNOZ-X39 | RELAY 777310 PILZ PNOZ-X3P SAFETY RELAY 24 VDC 24 VAC 3N/0 1N/C 1SO ( REF.OLD PART NO. 750104 PNOZ-X39 ) | 3 | F4CCN3 | CLASS C
PNOZX9 | ***ITEM DUPLICATED USE THIS ITEM: PNOZ-X9P DESCRIPTION: RELAY PILZ 777609 PNOZ X9P SAFETY EMERGENCY STOP RELAY AND SAFETY MONITOR 24 VDC W/7 NO SAFETY CONTACTS AND 2 NC AUXILIARY CONTACTS***) | 3 | F4CCN2 | NO CONSIGNA
PNOZ-X9P | RELAY PILZ 777609 PNOZ X9P SAFETY EMERGENCY STOP RELAY AND SAFETY MONITOR 24 VDC W/7 NO SAFETY CONTACTS AND 2 NC AUXILIARY CONTACTS | 1 | F4CCN3 | CLASS C
PNOZ-XV1P | RELAY PILZ 777602 E-STOP RELAY PNOZ XV1P 0-5 SEG. 24 VAC/DC 2 NO SAFETY CONTACTS 1 NO DELAYED SAFETY CONTACT | 3 | F4CCN2 | CLASS C
PNP-FL2-00-U | SENSOR, HALL EFFECT- MFG: ASCO NUM PN: P494A0022300A00 TYPE: FOR "T" GROOVES MAGNETO-RESISTIVE VOLT RTG: 10-30 VLT DC DESC: 3 WATTS, ( REF OLD PART NO. PNP-FL2-00-U ) | 2 | F3CBN3 | CLASS C
PR-G41CBL | SENSOR, PHOTOELECTRIC- MFG: KEYENCE AMER PN: PR-G41CBL TYPE: DIFFUSE REFLECTIVE (LONG DISTANCE) MODEL NUM: PR-G41CBL SENSG RANG: 500 MM CONN: THREADED MOUNT THD TYPE: M18 LASER LIGHT TYPE: RED LED, 650 NANOMETER OTPT TYPE: | 2 | F4CDN3 | CLASS C
PT02E-10-6P | CONNECTOR AMPHENOL PT02E-10-6P CONNECTOR AMPHENOL PT02E-10-6P | 2 | F4CCN5 | CLASS C
PT06A-10-6S | CONNECTOR AMPHENOL PT06A-10-6S CIRCULAR TYPE 6 PIN SOLDER POST WIRE (TRI) PT06A-10-6SR ALLIED NO 7146244 SCHAEVITZ SENSORS USED W/ GAGE HEAD LVDT GCD-121-250 MACH NAME SMS S/N 79336 MDL AUTOMATION BT 605446 | 9 | F4CCN5 | CLASS C
PV14-10F-C | TERMINAL PANDUIT PV14-10F-C ELECTRICAL VINYL TYPE WATER GAUGE BLUE | 206 | F1CDN4 | CLASS C
PV2-12R-XY | TERMINAL PANDUIT PV2-12R-XY TERMINAL CABLE & WIRE RING TONGUE TYPE VINYL INSULATED STYLE .500 IN END SIZE #2 WIRE SIZE | 210 | F1CDN4 | CLASS C
PV8-56R-QY | TERMINAL PANDUIT PV8-56R-QY TERMINAL CABLE & WIRE RING TONGUE TYPE VINYL INSULATED STYLE .312 IN END SIZE #8 WIRE SIZE | 30 | F1CDN4 | CLASS C
PXCM521 | SWITCH PARKER HANNIFIN PXCM521 LIMIT (DIVISION: TELEPNEUMATICS) | 9 | F4CCN5 | CLASS C
PXO833 | PORT BULGIN PXO833 PANEL MOUNT ETHERNET PORT RJ45 CAT 5E | 2 | F1CBN3 | CLASS C
PYF14A-E | SOCKET, ELECTRICAL- MFG:OMRON ELEC TYPE:RELAY CURR RTG / TYPE:5 AMP PIN QTY:14 DESC:DIN RAIL MOUNT, SCREW TERMINAL | 1 | F3CCN5 | CLASS C
PZ9974 | SENSOR, PRESSURE - MFG: IFM EFEC PN: PN7294 MODEL NUM: PN-010-REN14-QFRKG/US/ /V VOLT RTG: 18-30 VLT DC CONN SZ: 0.25 IN CONN TYPE: NPT CONN: M12 DESC: 2 OUTPUTS, 4 DIGIT DISPLAY, -14.5-145 PSI / -1-10 BAR / -0.1-1.0 MPA | 2 | F4CEN1 | CLASS C
PZ-V73P | SENSOR KEYENCE PZ-V73P PHOTOELECTRIC SENSOR REF: BZT-068003-$30 | 1 | F4CDN3 | CLASS C
Q0120 | BREAKER SQUARE D Q0120 BREAKER CIRCUIT TYPE QO 20 AMP, 1 POLE QO1X20 | 15 | F4CAN5 | CLASS C
Q0330 | BREAKER SQUARE D Q0330 BREAKER CIRCUIT TYPE QO 30 AMP, 3 POLE QO3X30 | 2 | F4CAN5 | CLASS C
Q624A1014 | TRANSFORMER - MFG: HONEYWELL PN: Q624A1014 TYPE: GAS IGNITION VOLT RTG: 120 VLT AC DESC: 50/60 HZ | 2 | F1CCN4 | CLASS C
QDE-515D | CABLE BANNER ENGR QDE-515D EURO 5 PINS, 15 FOOT LONG | 4 | F2CCN5 | CLASS C
QM-12L | MOUNT TURCK QM-12L QUICK MOUNT ID NUMBER A2514 ACCESORIES FOR SENSOR | 4 | F4CEN3 | CLASS C
QS18VP6AF100Q5 | PHOTOEYE BANNER QS18VP6AF100Q5 PHOTOEYE, 4 IN. RANGE, QUICK DISCONNECT PNP | 2 | F4CEN6 | CLASS B
QS18VP6LLPQ5 | SENSOR, PHOTOELECTRIC - MFG: BANNER ENGR PN: 73244 TYPE: RETROREFLECTIVE STYLE: POLARIZED MODEL NUM: QS18VP6LLPQ5 SENSG RANG: 10.00 MM DIA: 18.00 MM CONN: PIGTAIL QD PRTCT RTG: IP67, NEMA 6 VOLT RTG: 10-30 VLT DC LENS M | 3 | F4CEN6 | CLASS B
QS18VP6RQ | RECEIVER- MFG:BANNER ENGR TYPE:WORLD BEAM MODEL NUM:QS18VP6RQ DESC:SENSING MODE: OPPOSED, RANGE: 20.00 M, VOLTAGE: 10-30 VOLTS DC, CONNECTOR: PIGTAIL PICO-STYLE QUICK-DISCONNECT, NUMBER OF PINS: 4, SENSING BEAM: INFRARED LED, BARREL DI | 4 | F4CEN6 | CLASS C
QS18VP6RQ8 | RECEIVER BANNER ENGINEERING QS18VP6RQ8 RECEIVER RANGE: 20M; INPUT: 10-30V DC (REF BANNER NUMBER 66450) | 2 | F4CEN6 | CLASS C
QS30AFQ | SENSOR BANNER ENGINEERING QS30AFQ WORLD BEAM QS30 SERIES,ADJUSTABLE FIELD ,RANGE 50 TO 300MM,INPUT 10-30V DC, OUTPUT BIPOLAR ,1NPN,1 PNP EURO STYLE QUICK DISCONNECT CONNECTOR | 3 | F4CEN6 | CLASS C
QS30LLPQ | SWITCH BANNER QS30LLPQ PHOTO, WORLD-BEAM SERIES QS30 SENSOR POLARIZED RETRO REFLECTIVE LASER TYPE, 10-30 VDC, 0.2-18 M RANGE W/ 5 PIN EURO QD CONNECTOR | 1 | F4CEN6 | CLASS C
R1-D25MU-DC24V | RELAY YASKAWA ELECTRIC R1-D25MU-DC24V INPUT/OUTPUT RELAYS MEDIUM CAPACITY PART NUMBER MORISEIKI E60106A02 | 5 | F2CBN4 | CLASS C
R265 323E | FUSE BUSSMANN ATC-7.5 FUSE TYPE BLADE 7.5 AMP 32 VOLT (REF. EQUIV. LITTLEFUSE P/N ATO7.5) | 19 | F4CDN5 | CLASS C
R380 1715 | CABLE BANNER ENGR 35336, MDL QDC-525 QUICK DISCONNECT CABLE 25 FT LG | 3 | F1CCN1 | CLASS C
R7847A1025 | RELAY HONEYWELL R7847A1025 FLAME AMPLIFIER, RECTIFIC, MACH NAME RANSOHOFF S/N 3876 BT 606115 MDL WASHER | 1 | F1CCN2 | CLASS B
R7849A1023 | AMPLIFIER - MFG: HONEYWELL PN: R7849A1023 TYPE: FLAME INDICATOR STYLE: PLUG-IN DESC: ULTRAVIOLET | 1 | F1CCN2 | CLASS C
R911250722 | SENSOR- MFG: BOSCH REX PN: R911250722 MODEL NUM: SH-2-256-5-1N DESC: BRAND: INDRAMAT, WITH HIGH-RESOLUTION GEAR-TOOTH FEEDBACK (OPTION TYPE 03) | 2 | F4CDN1 | NO CONSIGNA
R911293458 | BOARD BOSCH REXROTH R911293458 BEDIENTEIL STANDARD CONTROLLERBOARD R911293458 (REF CODE. 84716060) | 2 | F3CAN5 | CLASS C
R911310646 | CABLE ASSEMBLY BOSCH REXROTH R911310646 FEEDBACK SERVO MOTOR, MODEL NUMBER: RKG4200/010.0, 10 METER | 1 | F2CCN7 | CLASS C
RDR-6081AKU | READER- MFG: RF IDEAS, INC. PN: RDR-6081AKU TYPE: ID CARD, PROXIMITY AND CONTACTLESS CARDS STYLE: TRADE NAME: PCPROX MODEL NUM: RDR-6081AKU CONN: USB DESC: CABLE LENGTH: 6 FOOT HOUSING: BLACK CARD TEXCHOLOGY: PROXIMITY 125 | 5 | F3CAN4 | CLASS A
RDR-805W1AKB-P | READER- MFG: RF IDEAS, INC. PN: RDR-805W1AKB-P TYPE: ID CARD, TRADE NAME: PCPROX PLUS STYLE: PROXIMITY AND CONTACTLESS CONN: ETHERNET INDUSTRIAL PROTOCOL POE HSNG MATL: SURFACE MOUNT DESC: CABLE LENGTH: 34.5 INCH CARD TECHNOL | 2 | F2CCN5 | CLASS C
RK4.4T-2-RS4.4T/S1077 | CABLE TURCK RK4.4T-2-RS4.4T/S1077 PROXIMITY CABLE 2 METERS (STRAIGHT FEMALE - STRAIGHT MALE) (WELDING PROTECTED) ID # U0983-34 | 21 | F2CBN5 | CLASS A
RK4.4T-3-RS4.4T | CABLE TURCK RK4.4T-3-RS4.4T CABLE M12 MALE/FEMALE 4 PIN LENGTH: 3 METER, COLOR: GRAY, VOLTAGE RATING: 250 VOLTS, CURRENT RATING: 4 AMPERE [1] JACKET MATERIAL: PVC | 2 | F2CBN5 | CLASS C
RK42T-6 | CABLE TURCK RK42T-6 6 METER 4 PIN 2 CONDUCTOR EUROFAST CONNECTOR STRAIGHT CONNECTOR FOR USE WITH ALL PROX SWITCHES | 2 | F2CAN7 | NO CONSIGNA
RK50-687/20F | CABLE LUMBERG RK 50-777/20F 5 PIN MINI FEMALE STRAIGHT 20 FT 16 AWG YELLOW SOOW.A (U.S.) (REF: RK50-687/20F) | 1 | F1CCN1 | CLASS C
RK50-694/10M | CABLE LUMBERG RK 50-794/30 EXTENSION F/ INPUT BLOCK (REF: OLD NUMBER RK50-694/10M) | 3 | F1CCN1 | CLASS B
RK93/4-150L | SCANNER - MFG: LEUZE ELEC PN: RK93/4-150L TYPE: ENERGETIC LIGHT VOLT RTG / TYPE: 10-30 VLT DC DESC: FREQUENCY: 250 HERTZ, REF: 21.010271 | 1 | F1CCN3 | CLASS C
RKG4200-020-0 | CABLE INDRAMAT RKG4200/020,0 MOTOR FEEDBACK CABLE ENCODER EXTENSION RKG4200/020,0 (RGS1001-INK0448-INS0760) LENGTH 20 METERS BOSCH REXROTH PART NO. R911338983 | 3 | F2CCN2 | CLASS C
RKMV-4-225/5M | CABLE LUMBERG RKMV-4-225/5M STRAIGHT CONNECTOR M8 CABLE, 4 POLES, 5 METERS. | 13 | F2CAN5 | CLASS B
RKMWV-4-225/5M | CABLE LUMBERG RKMWV-4-225/5M ANGLE CONNECTOR M8 CABLE, 4 POLES, 5 METERS. | 1 | F1CBN1 | CLASS C
RKT 3U-664/15F | CABLE LUMBERG RKT 3U-664/15F 15.00FT LG STRAIGHT FEMALE PLUG | 3 | F2CAN1 | CLASS C
RKT4/3-610/2M | CABLE LUMBERG RKT4/3-610/2M SINGLE-ENDED M12 MICRO FEMALE STRAIGHT 4P 3 WIRE | 2 | F2CAN5 | CLASS C
RKT4-225/10M | ***ITEM DUPLICATE CODE USE THIS: RKT4-165/10M DESC: CABLE LUMBERG RKT4-225/10M 4 COND FEM STRAIGHT SINGLE ENDED (REF: OLD P/N RKT4-165/10M) | 4 | F1CBN1 | CLASS C
RKT4-225/5M | CABLE LUMBERG RKT4-225/5M BLACK PROX | 10 | F2CBN1 | CLASS C
RKT4-S798/10M | CABLE LUMBERG LMBRKT4S798/10M 10 MTS | 10 | F2CAN3 | CLASS A
RKT5-228-10M | LIGHT LUMBERG RKT5-228/10M OPERATOR LIGHT MICRO 5 PIN, 5 WIRE PUR FEMALE SINGLE ENDED CABLE 10M LONG | 4 |  | CLASS C
RKU-19-242/10M | CABLE LUMBERG RKU 19-242/10M HOME RUN CABLE (REF. GPEE_700332) | 1 | F2CCN5 | CLASS C
RKWT 3U-618/15F | CABLE LUMBERG RKWT 3U-618/15F LUMBERG PROX CABLE | 10 | F2CAN6 | CLASS B
RKWT3U-619-20FT | WIRE LUMBERG RKWT3U-619/20FT WIRE MULTI-CONDUCTOR CONNECTOR CABLE 20FT | 1 | F2CBN1 | CLASS C
RKWT3U-664/15F | CABLE LUMBERG RKWT3U-664/15F RIGHT ANGLE FEMALE 3 PIN MICRO AC CONNECTOR W/15 FOOT CABLE | 80 | F2CAN1 | CLASS C
RKWT4-225/5M | CABLE - MFG: LUMBERG AUTO PN: RKWT 4-225/5M TYPE: SINGLE-ENDED CORDSET STYLE: 4-POLE SZ: M12 LEN: 5.0 M END CONN TYPE: FEMALE 90 DEGREE ANGLE CONNECTOR WITH SELF-LOCKING THREAD | 3 | F2CAN4 | CLASS A
RKWT4-633/10M | CABLE LUMBERG RKWT4-633/10M PROX 4P 4W 10M RIGHT ANGLE (REF: BTI P-16778-910) | 4 | F2CBN2 | CLASS C
RKWT-5-228/5M | CABLE LUMBERG RKWT-5-228/5M ANGLE CONNECTOR M12 CABLE, 4 POLES, 5 METERS. | 11 | F1CBN2 | CLASS A
RM7890B1014 | RELAY HONEYWELL RM7890B1014 FLAME AUTO SHUTTER DRIVE 120 VAC 60 HZ 4 OR 10 SEC LOCKOUT OR RECYCLE ON FAILURE MACH NAME HADEN BT 606163-4-5-6-7-8-9 S/N 1147 MOD PAINT SYSTEM | 2 | F1CCN2 | CLASS B
RM7895A1014 | MODULE HONEYWELL RM7895A1014 ELECTRONIC INTERMITTENT PRIMARY RELAY W/O AFSC, 120VAC, -40 C TO +60 C, DIM: 5IN WIDE X 5IN HIGH X 5-1/4IN DEEP W/Q7800A SUBBASE X 6-3/32IN DEEP W/Q1800B SUBBASE | 1 | F1CCN2 | CLASS B
RS4N-DE | RELAY FUJI ELECTRIC RS4N-DE TERMINAL RELAY TYPE RS, OUTPUT CONTACT 4N: 4NO, RATED VOLTAGE DE: 24V DC | 3 | F4CCN4 | NO CONSIGNA
RSC 5/7 | CONNECTOR LUMBERG INC RSC 5/7 MULTI-PIN 5 PIN MALE TYPE SCREW WIRE TERMINATION 4 AMPS MACH NAME WICKHAMS ROBOT E.O.A.T. SD TAG NO SD107174, SD107175 DEPT NO 64 | 2 | F4CCN5 | CLASS C
RSC-3/7 | CONNECTOR LUMBERG RSC-3/7 STRAIGHT MALE 3 PIN MICRO CONNECTOR W/SCREW TERMINATION | 8 | F4CCN5 | CLASS C
RSC-4/7 | CONNECTOR LUMBERG RSC-4/7 FIELD ATTACHABLE | 2 | F4CCN5 | CLASS B
RSRK 501-642/5M | CABLE LUMBERG RSRK 501-642/5M 5 PIN STRAIGHT MALE 5M | 11 | F1CCN1 | CLASS C
RSRK501-687/6F | CABLE LUMBERG RSRK 501-777/6F ASM REF: RSRK501-687/6F | 1 | F1CCN1 | CLASS B
RST3RKT/LEDA4/3-90/6M | CABLE LUMBERG INC RST 3-RKT/LED A 4-3-224/0,6 M ASM 4 PIN MICRO GAGE 2 FT LG MOLDED. REF: OLD PART NUMBER RST3RKT/LEDA4/3-90/6M | 8 | F2CBN3 | CLASS C
RST3-RKT4/3-224/2M | CABLE PEPPERL-FUCHS V1-G-2M-PUR-V1-W STRAIGHT FEMALE 4 PIN 3 WIRE / STRAIGHT MALE 3 PIN MICRO CONNECTOR W / 2M CABLE REF: LUMBERG RST3-RKT4/3-224/2M | 1 | F2CAN3 | CLASS C
RST3RKT4/3-90/0.6M | ***ITEM DUPLICATED USE THIS ITEM: RST3-RKT4/3-224/0.6M DESCRIPTION: CABLE PEPPERL-FUCHS V1-G-0.6M-PUR-V1-G STRAIGHT FEMALE 4 PIN 3 WIRE / STRAIGHT MALE 3 PIN MICRO CONNECTOR W/ 0.6 M CABLE REF: LUMBERG RST3-RKT4/3-224/0.6M***) | 15 | F1CBN2 | NO CONSIGNA
RST3-RKWT/LEDA4/3-224/0.6M | CABLE LUMBERG RST3-RKWT/LEDA4/3-224/0.6M RIGHT ANGLE FEMALE 4 PIN/STRAIGHT MALE 4 PIN MICRO CONNECTORS W/0.6M CABLE | 6 | F2CBN3 | CLASS C
RST3RKWT/LEDA4/3-224/1.5M | CABLE LUMBERG RST3RKWT/LEDA4/3-224/1.5M CABLE PROX 4P 3W MICRO 90 4.5'N | 15 | F2CAN2 | CLASS C
RST3RKWT/LEDA4/3-224/1M | CABLE LUMBERG RST3-RKWT/LEDA4/3-224/1.0M CABLE PROX 4 PIN 3 WIRES/STRAIGHT MALE 3 PIN MICRO CONNECTORS WITH 1.0 M CABLE | 1 | F2CBN5 | CLASS C
RST3-RKWT/LEDA4/3-224/5M | CABLE LUMBERG RST3-RKWT/LEDA4/3-224/5M RIGHT ANGLE FEMALE 4 PIN /STRAIGHT MALE 4 PIN MICRO CONNECTORS W/5M CABLE | 13 | F2CAN6 | CLASS A
RST3RKWT/LEDA4/3-90/.6M | CABLE LUMBERG RKWT/LEDA4/3-90/.6M EXTENSION W/ CONNECTOR MICRO STYLE 4 PIN 90 DEG PLUG NEW NUMBER: RKWT/LED A 4-3-224/2M | 10 | F1CBN1 | CLASS C
RST3RKWT4/3-90/1M | CABLE PEPPERL AND FUCHS V1-G-2M-PUR-V1-W DUAL END MICRO DC MALE STR/4 PIN 3 WIRE FEMALE 90 1M22 AWG ORANG (OLD PART: RST3RKWT4/3-90/1M) REF: LUMBERG RST3RKWT4/3-224/1M | 4 | F2CBN5 | CLASS C
RST3RKWT4/3-90/2M-(LU) | CABLE LUMBERG INC RST3-RKWT4/3-224/2M DUAL END MICRO DC MALE STR/4 PIN 3 WIRE FEMALE 90 2M22 AWG ORAN (OLD PART: RST3RKWT4/3-90/2M) | 15 | F2CBN1 | CLASS C
RST4RKMV4-165/3M | CABLE LUMBERG RST 4-RKMV4-225/3M EURO FAST REF: 4726-E6 REF: OLD PART NUMBER RST4RKMV4-165 / 3M | 4 | F2CAN6 | CLASS C
RST4-RKT4-225/2M | CABLE LUMBERG RST 4-RKT 4-225/2 M STRAIGHT MALE 4 PIN /STRAIGHT FEMALE 4 PIN MICRO CONNECTORS W/ 2M CABLE (RST4-RKT4-225/2M) - REF: REPLACES RST4-RKT4-165/2M | 5 | F1CBN2 | CLASS C
RST4-RKT4-225/5M | CABLE LUMBERG RST 4-RKT 4-225/5 M STRAIGHT MALE 4 PIN /STRAIGHT FEMALE 4 PIN MICRO CONNECTORS W/ 5M CABLE (RST4-RKT4-225/5M) - REF: REPLACES RST4-RKT4-165/5M | 3 | F2CAN3 | CLASS A
RST4-RKT4-602/3M | CABLE LUMBERG RST4-RKT4-602/3M STRAIGHT MALE 4 PIN / STRAIGHT FEMALE 4 PIN MICRO CONNECTORS WITH 3 M CABLE (EQUIVALENT: 884030K03M030) | 6 | F2CAN5 | CLASS A
RST4-RKT4-602-5M | ASSEMBLY LUMBERG RST4-RKT4-602/5M MICRO 4 PIN, 4 WIRE PUR MALE/STRAIGHT FEMALE CABLE 5M LONG | 12 | F1CBN3 | CLASS A
RST4-RKWT4-225/0.6M | CORD LUMBERG RST4-RKWT4-225/0.6M 4 CONDUCTOR M/F 90 CORD | 8 | F2CBN3 | CLASS B
RST4RKWT4-225/5M | CORD PEPPERL-FUCHS V1W5M-PUR-V1-G 4 CONDUCTOR M/F 90 CORD (REF: LUMBERG RST4RKWT4-225/5M) | 1 | F2CBN5 | CLASS C
RST5-RKT5-612/3M | CABLE LUMBERG RST5-RKT5-612/5M STRIGHT MALE 5 PIN / STRAIGHT FEMALE 5 PIN MICRO CONNECTORS WITH 3 M CABLE OLD PART NUMBER RST5-RKT5-612/3M | 1 | F1CBN7 | CLASS C
RSWRK-501S-690/6FT | CABLE LUMBERG RSWRK 501S-755/6FT RIGHT ANGLE MALE 5 PIN & STRAIGHT FEMALE 5 PIN MINI CONNECTORS W/ 6 FT EXTENSION CABLE (TRI) MACH NAME ABB S/N G847012 BT 607215 MDL 11.5 IN FINAL ASSY. REF: OLD PART NUMBER RSWRK-501S-690/6FT | 6 | F1CCN1 | CLASS C
RU2S-C-A110 | RELAY IDEC RU2S-C-A110 TYPE UNIVERSAL STYLE PLUG-IN COIL VOLT: 120 VLT AC CNTCT CNFIG:DPDT CURR RTG TYPE: 10 AMP | 2 | F4CCN4 | CLASS C
RU4S-CD-D24 | RELAY IDEC RU4S-CD-D24 TYPE UNIVERSAL STYLE PLUG-IN COIL VOLT: 24 VLT DC CNTCT CNFIG:4PDT CURR RTG TYPE: 6 AMP DESC: WITH SURGE SUPPRESSION DIODE | 2 | F4CCN4 | CLASS C
S08-3FNG-000-NNT1 | CONNECTOR CONTRINEX S08-3FNG-000-NNT1 FIELD ATTACHABLE CONNECTORS M8 FEMALE 3 PIN | 1 | F4CCN5 | CLASS C
S08-3MNG-000-NNT1 | CONNECTOR CONTRINEX S08-3MNG-000-NNT1 FIELD ATTACHABLE CONNECTORS M8 FEMALE 3 PIN | 1 | F4CCN5 | CLASS C
S15VB60 | DIODE SHINDENGEN S15VB60 BRIDGE RECTIFIER TAKAMAZ / SHINDENGEN S15VB60 GENERAL PURPOSE RECTIFIER, 600V 15A | 1 | F4CBN4 | CLASS C
SB-1411 | CABLE SCHMITT SB-1411 SENSOR 11FT LONG | 1 | F1CBN6 | CLASS C
SB4811 | CABLE SCHMITT SB4811 BALANCE HEAD 11 FT | 1 | F1CBN5 | CLASS C
SB-4811-V | CABLE SCHIMITT SB-4811-V HEAD CABLE: SB-4500>7-PIN 80'/24m H.D | 2 | F1CBN5 | CLASS C
SB-4820-V | BALANCE SBS SCHMITT INDUSTRIES SB-4820-V BALANCE HEAD CABLE HD VEAM 20 FT LENGTH | 1 | F1CBN5 | CLASS C
SC35BAA-122 | CONTACTOR FUJI ELEC SC35BAA-122 MAGNETIC CONTACTOR TYPE SC-N2/T AC100V AMPERAGE RANGE 60 AMP CONTINUED USE | 2 | F1CCN4 | CLASS C
SCF-J-WAT | CONNECTOR WATLOW SCF-J-WAT THERMOCOUPLE CONNECTOR FEMALE TYPE J BLACK STANDARD.215C (425F) | 10 | F4CCN5 | CLASS C
SCM-J-WAT | CONNECTOR WATLOW SCM-J-WAT THERMOCOUPLE CONNECTOR MALE TYPE J BLACK STANDARD T215C (425F) | 3 | F3CCN5 | CLASS C
SDN10-24-100P | POWER SUPPLY - MFG: SOLA HEVI PN: SDN-10-24-100P INPUT VOLT: 10-240 VLT AC OTPT VOLT: 24 VLT DC CURR RTG: 10.00 AMP WATT RTG: 240.00 WATT FREQ RTG: 50/60 HZ NUM OF PHASES: 3 MNTG TYPE: DIN RAIL | 2 | F4CBN4 | CLASS B
SDN-20-24-100 | POWER SUPPLY SOLA SDN-20-24-100 SOLA AC TO DC POWER SUPPLY REF. PEE 700331-14-E5 (REPLACED TO SDN-20-24-100C | 2 | F4CCN7 | CLASS B
SDP2-12-100T | POWER SUPPLY SOLA/HEVI-DUTY SDP2-12-100T POWER SUPPLY, SDP SERIES, 10-12V, 3.0-2.5A OUTPUT CURRENT, 50 MVPP RIPPLE/NOISE, 75MM X 45MM X 91MM SIZE | 1 | F4CBN5 | CLASS C
SDP2-24-100T | POWER SUPPLY SOLA/HEVI-DUTY SDP2-24-100T POWER SUPPLY (AAM DRAWING REF: GT-51289 SHEET 52) | 2 | F4CCN4 | CLASS A
SI5000 | SENSOR, FLOW - MFG: IFM EFEC PN: SI5000 TYPE: MONITOR STYLE: COMPACT CONN TYPE: M12, M18 X 1.5 FLOW RANGE: 3-300 CM/S (LIQUIDS), 200-3000 CM/S (GASES) | 1 | F4CEN1 | CLASS C
SI5010 | SWITCH, FLOW - MFG: IFM EFEC PN: SI5010 TYPE: MONITOR STYLE: QUICK DISCONNECT MODEL NUM: SID10ADBFPKG/US-100 VOLT RTG: 18-36 VLT DC PRSUR RTG: 300.00 BAR CONN SZ: M18 X 1.5 MM CONN TYPE: INTERNAL THREAD PRTCT RTG: III, IP | 2 | F4CEN1 | CLASS B
SL1-5-1.1 | CABLE QASS SL1,5 1.1 (APPLICABLE IN GERMANY) TRANSDUCER CABLE CiS 0.1 200327 PART NUMBER F/ U.S.A. 2.5 METER | 3 | F3CAN7 | CLASS C
SL1-AK | SWITCH YAMATAKE SENSING CONTROL SL1-AK LIMIT ROLLER PLUNGER TYPE LOW CURRENT LOAD (SAME AS ID ITEM # Z06-19873-10) | 1 | F1CCN3 | CLASS A
SLG582 | WIRE- MFG: CONDUCTORES MONTERREY SA DE CV PN: SLG582 AWG WIRE SZ: 8 DESC: VIAKON THW-2/THHW-2 LS RAD 600V, CROSS-SECTIONAL TRANSVERSAL AREA: 8.37 MM2, ISOLATION THICKNESS: 1.14 MM, EXTERNAL DIAMETER: 5.5 MM | 185 | RACKN2 | CLASS C
SLSP14-600Q88 | LIGHT CURTAIN, SAFETY- MFG:BANNER ENGR TYPE:EZ SCREEN PAIR MODEL NUM:SLSP14-600Q88 NUM OF BEAMS:80 RESLUTN:14.00 MM FLD HT:600.00 MM CONN TYPE:QUICK-DISCONNECT DESC:RANGE: 0.1 TO 6.0 M | 1 | AREA DE RECIBO | NO CONSIGNA
SLVBH4614G | PLUG SIEMENS SLVBH4614G SENTRON FUSIBLE BUS PLUG 30 AMPS | 1 | AREA DE RECIBO | CLASS C
SM2A31RQD | SWITCH BANNER ENGR SM2A31RQD PHOTO MINI-BEAM SENSOR, OPPOSED TYPE RECEIVER, 24-240 VAC W/ 3 PIN MICRO QD CONNECTOR USED W/ EMITTER SMA31EQD A&B 42KL-RTC-G3 | 1 | F4CFN6 | CLASS C
SM312FQD | SWITCH BANNER ENGR 26836 SWITCH SM312FQD PHOTO MINI-BEAM SENSOR GLASS FIBER OPTIC INFRARED 880NM 2 M LG TYPE 10-30 VDC BIPOLR NPN/PNP W/ 4 PIN EURO QD CONNECTOR REF:A-55076-128 STA. 2 | 1 | F4CEN6 | CLASS C
SNM409002 | BAND MOLDERS SERVICES M40HB240 HEATER BAND, M-40, 240 VOLT, 7/8 LONG STAINLESS SOCKET, CAP SCREWS (REF: OLD P/N S1HB240, SNM40HB240, CH-345-X) SAME AS CALEFACTORES INDUSTRIALES PN : B39362 500W 240V 09/20 | 12 |  | CLASS A
SR06AM110 | RELAY SCIENTIFIC TECH SR06AM110 DUAL CHANNEL SAFETY MONITORING 110 VAC W/SELECTABLE N.C. INPUTS AND 3 N.O. OUTPUT CONTACTS AND 1 N.C. AUXILIARY CONTACT REF: P/N 44510-0320 SAME AS AB 440RC23018 MSR6T/T | 2 | F3CBN5 | CLASS C
SR-752 | READER, BARCODE - MFG: KEYENCE AMER PN: SR-752 TYPE: LONG-DISTANCE STYLE: ETHERNET-COMPATIBLE 2D CODE DESC: RECEIVER SENSOR: CMOS IMAGE SENSOR, LIGHT SOURCE: RED LED VISIBLE SEMICONDUCTOR LASER, WAVELENGTH: 660.00 NM, NUMBER OF INP | 1 | F4CDN3 | CLASS B
ST3D016 | FLASHLIGHT MAGLITE WS2ELC1 3-D CEL LED FLASHLIGTH (REF: OBSOLETE P/N ST3D0160) | 7 | F1CDN1 | CLASS A
ST7009C | TIMER HONEYWELL ST6008B1005 ONE CIRCUIT ELECTRONIC PROGRAMMABLE OLD P/N: ST7009C | 3 | F2CBN6 | CLASS C
SUP-1/4-0 | CABLE CABLES EQUIPOS DE QRO SUP-1/4-0 STEEL SUPER FLEX 1/4" 6 X 36 A/F/CAMESA FINISH BLACK BENT STRAIGHT (REF: LUBRITE) | 120 | RACKN1 | CLASS B
SUPER-77 | ADHESIVE 3M SUPER 77 SPRAY ADHESIVE, SIZE 24 OUNCES, TEMPERATURE RANGE -30 TO 110 DEGREES FARENHEIT, APPLICATION TIME 15/30 MINUTES, FAST DRYING (REF. GRAINGER PART NUMBER: (USA: 3MA23) (MEX: WS1HN82)) | 3 | F1CCN5 | CLASS A
SW-10 | SWITCH FUJI ELEC AH165-J2A11A KEY SELECT SWITCH | 1 | F4CDN4 | CLASS C
SY6325G1 | CONNECTOR MAC SY6325G1 175 AMPS | 11 | F4CDN2 | CLASS C
T12F-C | WRAPPING PANDUIT T12F-C SPIRAL | 1 | F1CDN5 | CLASS C
T-502689-26 | SWITCH BALLUF BES-M12MG-PSC80F-S04G INDUCTIVE SENSOR M12 PNP DS: 8MM - OUTPUT CONNECTOR M12 / ASSEMBLY LINE THIRD MEMBER | 8 | F4CEN4 | CLASS B
TA0505MGDTC0571P | CABLE NUMATICS TA0505MGDTC0571P 5M SUB BUS CABLE | 8 | F1CBN3 | CLASS B
TD122N24KOF | MODULE EUPEC TD122N24KOF SCR (THYRISTOR) DIODE MODULE 34MM 2400V 220A - ROHS: NON-COMPILANT/CONTAINS PB | 2 | F4CBN4 | CLASS C
TEFCINO3 | TAPE 3M TEFCINO3 .750 IN TEFLON REF: CHECSA | 54 | F1CCN6 | CLASS A
THW-10-BLACK | CABLE CONDUMEX THW-10-BLACK DIAMETER 10 COIL 361871 INDIANA / VIAKON | 500 | RACKN2 | CLASS A
THW-10-WHITE | CABLE CONDUMEX THW-10-WHITE DIAMETER 10 COIL 361872 INDIANA / VIAKON | 610 | RACKN2 | CLASS A
THW12 | CABLE CONDUCTORES MONTERREY THW 12 COLOR BLACK VIAKON REF: 12 AWG. BRAND INDIANA | 300 | RACKN3 | CLASS A
THW14 | CABLE CONDUCTORES MONTERREY THW14 COLOR YELLOW VIAKON REF: 14 AWG. BRAND INDIANA | 100 | RACKN2 | CLASS C
THW14-(CM) | CABLE CONDUCTORES MONTERREY THW14 COLOR BLUE VIAKON REF: 14 AWG. BRAND INDIANA | 300 | RACKN3 | CLASS C
THW16 | CABLE CONDUCTORES MONTERREY THW 16 COLOR BLUE VIAKON REF: 16AWG. BRAND INDIANA | 100 | RACKN3 | CLASS B
TL-5101 | BATTERY TADIRAN LITHIUM BATTERIES TL-5101 BATTERY TADIRAN 1/2 "AA" SIZE 3.6 VOLT LITHIUM BATTERY | 28 | F3CAN2 | CLASS A
TLIC-19A-(CC) | TUBE CROUSE HINDS TLIC-19A TUBE LICUATITE DOMEX .750 IN. | 42.12 | RACKN1 | CLASS B
TL-W3MB1 | SENSOR, PROXIMITY - MFG: OMRON ELEC PN: TL-W3MB1 TYPE: INDUCTIVE SENSG DIST: 3.0 MM VOLT RTG: 12-24 VLT DC DESC: DC 3-WIRE, PNP, OPEN COLL | 1 | F3CBN4 | CLASS A
TL-W3MC1 | SENSOR, PROXIMITY - MFG: OMRON ELEC PN: TLW3MC1 TYPE: UNSHIELDED STYLE: RECTANGULAR SENSG DIST: 3 MM MATL: ABS PLASTIC | 3 | F3CBN5 | CLASS C
TP3-4121A024SR11 | SWITCH EUCHNER TP3-412A024SR11 SAFETY NEW PART NUMBER 088206 | 1 | F3CBN2 | CLASS C
TP4-4131A024M | SWITCH EUCHNER TP3-537A024MC1844 SERIE TP GUARD LOCKING 4 SWITCHING ELEMENT 4131 SOLENOID OPERATING VOLTAGE AC/DC 24 V (ORDENING NUMBER 084 132)( REF. OLD PART NUMBER TP4-4131A024M ) | 1 | F3CBN2 | NO CONSIGNA
TP514X1 | SOCKET FUJI TP514X1 RELAY, RAIL MOUNTING SCREW TERMINAL FOR USE W/HH54 RELAY | 5 | F4CCN4 | CLASS C
TP814X1 | SOCKET FUJI ELECTRIC TP814X1 SURFACE SCREW SOCKET FOR ST7P | 4 | F4CCN4 | NO CONSIGNA
TR-7430 | MONITOR IFM EFFECTOR TR7430 DIGITAL TEMPERATURE CONTROL F/TEMP SENSOR TR//OBSOLETE NEW NUMBER TR7432 | 2 | F4CEN1 | CLASS C
TRS15R | FUSE FERRAZ SHAWMUT TRS15R 600 VOLT / 15 AMPS CLASS R | 5 | F4CFN2 | CLASS B
TRS17-1/2R | FUSE SHAWMUT TRS17-1/2R FUSE TRI-ONIC 800 VAC | 9 | F4CFN2 | CLASS C
TRS175 | FUSE FERRAZ SHAWMUT TRS175 FUSE 175 AMPS, 600/300VAC, SIZE 1.8124IN, OVERALL LENGTH 9.6333IN TRI-ONIC DUAL ELEMENT | 4 | F4CFN0 | NO CONSIGNA
TRS25R | FUSE FERRAZ SHAWMUT TRS25R TIME DELAY CLASS RK5 25 AMP. 600 V PART No. TRS25R FERRAZ SHAWMUT | 6 | F4CFN2 | CLASS C
TRS30R | FUSE FERRAZ TRS30R FUSE TIME DELAY TYPE: CLASS RK5 STYLE: CURRENT LIMITING CURRENT RATING: 30.00 AMPERES VOLTAGE RATING: 600 VOLTS AC/DC | 18 | F4CFN2 | CLASS B
TRS35R | FUSE FERRAZ SHAWMUT TRS35R 35.000 AMPS 600 VOLT | 9 | F4CFN2 | CLASS C
TRS4R | FUSE FERRAZ SHAWMUT TRS4R TIME DELAY CLASS RK5 4 AMP. 600 V PART No. FRS4R BUSSMAN | 16 | F4CFN2 | NO CONSIGNA
TRS5R | FUSE FERRAZ SHAWMUT TRS5R 600 VOLT / 5 AMPS CLASS R (EQUIVALENT TO BUSSMAN FRS-R5 AND LITTLE FUSE FLSR5) | 12 | F4CFN2 | CLASS C
TRS60R | FUSE, TIME DELAY - TYPE: CLASS RK5 STYLE: CURRENT LIMITING CURRENT RATING: 60.00 AMPERES VOLTAGE RATING: 600 VOLTS AC/DC | 12 | F4CFN1 | CLASS C
TRS75R | FUSE, TIME DELAY- MFG:MERSEN CURR RTG:75.00 AMP VOLT RTG:600 VLT AC | 10 | F4CFN1 | CLASS C
TWE4-MPC | DISCONNECT TWECO TWE4-MPC GROUND DISCONNECT SET INCLUDES MALE AND FEMALE CONNECTOR 9425-1400 | 13 | F4CBN6 | NO CONSIGNA
TZ1LE024RC18VAB | SWITCH EUCHNER TZ1LE024RC18VAB SAFETY SWITCH (84242) (OBSOLETE PART NUMBER TZ1LE024RC18VABH-075856) | 1 | F3CBN1 | CLASS C
TZ1RE024BHAVFGRC1971 | SWITCH EUCHNER TZ1RE024BHAVFGRC1971 LOCKING SAFETY GATE SWITCH REF. 700319_040_E150 D908 | 2 | F3CBN1 | CLASS C
U2-02055 | SPLITTER TURCK U2-02055 PROXIMITY SPLITTER (STRAIGHT FEMALE - STRAIGHT MALE) (WELDING PROTECTED) PART #VBRS4.4-2RK4T-.5/.5/S857/S1077 ID # U2-02055 | 9 | F2CBN5 | CLASS B
U2043 | CABLE TURCK USA RKM40-2M CABLE ASY AWM PVC YELLOW 4X18 AWG 105C 7.3 MM OD | 2 | F1CBN6 | CLASS C
U3P2B | MOTOR EMERSON ELEC U3P2B 3 HP 1770 RPM 182T FR 230/460 VAC MODEL AS66 (DIV. U.S. ELECTRIC MOTOR) NEW NUMBER: U3P2D | 1 | AREA DE RECIBO | CLASS C
U60043 | KIT, MOUNTING - MFG: IFM EFEC PN: U60043 TYPE: SET USED FOR: IFM READERS DESC: CONTAINS: E2D110 STAINLESS STEEL CLAMP MOUNT, E20938 STAINLESS STEEL SHAFT, E20951 ZINC CUBE BLOCK | 1 | F4CEN1 | CLASS C
UL1012PDC | SWITCH PINNACLE SYSTEM UL-101-2P-DC SAFETY ULTRA TOUCH 24 VDC. REF: TREND PART NUMBER PNCUL1012PDC | 1 | F4CCN1 | CLASS C
UL-102-2P | MODULE PINNACLE SYSTEM UL-102-2P ULTRA TOUCH FOR JK SMART BAR | 1 | F4CBN4 | CLASS C
UL-1D2-2P-DC | MODULE TRIAD CTRLS UL-102-2P-DC ULTRATOUCH (REPLACES UL-1D2-2P-DC) REPLACEMENT NUMBER: UL-101-2P-DC | 1 | F4CBN4 | NO CONSIGNA
US3J2I | HOLDER, FUSE - MFG: MERSEN PN: US3J2I TYPE: MODULAR STYLE: ULTRASAFE NUM OF POLES: 2 CURR RTG / TYPE: 30.00 AMP VOLT RTG / TYPE: 600.00 VLT AC/DC CLASS: J LEN: 4.49 IN WD: 2.56 IN MNTG TYPE: DIN-RAIL | 1 | F2CCN7 | CLASS C
US3J3I | HOLDER FERRAZ SHAWMUT US3J3I 600 V ULTRA SAFE FUSE 30 AMP, 3 POLE WITH FUSE INDICATOR, CLASS J FUSES REF PEE-4809, PEE-4810 & DETAIL #N | 2 | F2CCN7 | NO CONSIGNA
USB-SER | ADAPTER STEREN USB-SER ADAPTER USB -SERIAL PART NUMBER BLI-USB-SER-00 USB -PAR | 4 | F2CBN4 | CLASS C
UT-20-700-PSM-4 | SENSOR SENSOPART 693-11008 ULTRASONIC SENSOR UT 20-700-PSM4 700MM, TEACH-IN, PNP, PLUG M8 4 PINS | 1 | F4CDN7 | CLASS C
UT-CN-BM6-6 | CABLE CD INTERNATIONAL TECHNOLOGY INC UT-CN-BM6-6 SINGLE COAXIAL CABLE FOR BNC MICRODT ULTRASOUND CONN. 6 FOOT LONG CABLE RG-174 MODEL BB-6 & C-012 (REF, SAME AS CD INTERNATIONAL TECH P/N BM-174-6) | 4 | F2CBN5 | CLASS C
V7-7B17D8-201 | SWITCH HONEYWELL V7-7B17D8-201 SWITCH MINIATURE BASIC, SPDT, ROLLER LEVEL 0.81 INCHES | 1 | F4CCN4 | NO CONSIGNA
VACP-12 | MOTOR GOODWAY VACP-12 MOTOR FOR VACUUM VAC-2Q XWB9530-120-800, 120V, 60HZ, 800W | 2 | F2CAN1 | CLASS C
VAD-1A-1-3-226/5M | CONNECTOR LUMBERG VAD-1A-1-3-226/5M SOLENOID SINGLE DIN VALVE 5 METERS | 4 | F1CBN5 | CLASS C
VAD1A-1-3-M12-5 | CONNECTOR LUMBERG VAD1A-1-3-M12-5 DIN VALVE CONNECTOR WITH 4 PIN MICRO M12 CONNECTOR, 5 POLE 24 V AC/DC | 1 | F4CCN5 | CLASS C
VB2-FSM4-4-2MFK3 | CONNECTOR TURCK VB2-FSM4.4/2MFK3 MALE CONNECTOR SPLTTER TURCK M12, 4 PINS, OUTPUT M8, 3 PINS | 1 | F4CCN5 | CLASS C
VM230-02-33 | BUTTON SMC VM230-02-33 PUSH BUTTON MODEL VM200 (FLUSH) | 1 | F4CDN4 | CLASS C
VM3545 | MOTOR BALDOR VM 3545 230/460V 1 HP 3450 RPM REF: AFC | 1 | AREA DE RECIBO | CLASS C
VP-410-BLU | TAPE - MFG: SHURTAPE TECHNOLOGIES LLC PN: VP-410-BLU COLOR: BLUE | 9 | F1CBN0 | CLASS A
VP-410-GRN | TAPE - MFG: SHURTAPE TECHNOLOGIES LLC PN: VP-410-GRN COLOR: GREEN | 17 | F2CBN0 | CLASS A
VP-410-ORG | TAPE - MFG: SHURTAPE TECHNOLOGIES LLC PN: VP-410-ORG COLOR: ORANGE | 15 | F2CAN0 | CLASS A
VS25EVQ-59161 | SWITCH BANNER VS25EVQ-59161 PROX SWITCH, EMITTER PHOTOELECTRIC SENSOR | 2 | F4CEN6 | CLASS C
VS2RP5RQ | SWITCH BANNER VS2RP5RQ SWITCH BANNER VS2RP5RQ PHOTOELETCRIC VS2 SERIES OPPOSED MODE RECEIVER MINIATURE SELF CONTAINED SENSOR 10-30 VDC | 3 | F4CEN6 | NO CONSIGNA
WLD | SWITCH OMRON WLD LIMIT SWITCH WLD, STANDAR LOAD, ACTUATOR TYPE "D" TOP PLUNGER | 1 | F3CBN5 | CLASS C
WMS3D25 | BREAKER EATON WMZS3D25 3 POLE CLASS "D" BREAKER 25 AMP (NEW PART NUMBER WMZS3D25) | 1 | F3CBN6 | CLASS C
XCMD2502L1 | SWITCH, LIMIT - MFG: SCHNEIDER ELEC PN: XCMD2502L1 ACTU TYPE: STEEL ROLLER LEVER PLUNGER HEAD TYPE: TOP PLUNGER CNTCT CNFIG: 1 NO 1 NC CURR RTG / TYPE: 1.5 AMP VOLT RTG / TYPE: 240 VLT AC PRTCT RTG: IP66/67/68 CONN: 1.0 MET | 5 | F1CCN3 | NO CONSIGNA
XCS-A701 | SWITCH TELEMECANIQUE XCS-A701 SAFETY SWITCH (GLEASON #20003268) | 1 | F3CCN5 | CLASS C
XCS-A703 | SWITCH TELEMECANIQUE XCS-A703 SAFETY DOOR LIMIT SWITCH 240V 3A NEMA 4X 12 R22362 | 1 | F3CCN5 | CLASS A
XCSE7313 | SWITCH TELEMECANIQUE XCSE7313 SAFETY INTERLOCK 24 VDC | 1 | F3CCN6 | CLASS B
XCSE7513 | SWITCH TELEMECANIQUE XCSE7513 SAFETY INTERLOCK 240 VAC 5 AMP | 1 |  | CLASS C
XCSE8511 | SWITCH TELEMECANIQUE XCSE8511 SAFETY INTERLOCK 300 VAC 5 AMP REF: REPLACES XCSE85117 | 2 | F3CCN6 | NO CONSIGNA
XCS-L762B3 | SWITCH TELEMECANIQUE XCSLF3737312 GATE SAFETY INTERLOCK SWITCH ( REF OLD PN XCS-L762B3) | 1 | F4CCN1 | CLASS C
XCS-Z01 | KEY TELEMECANIQUE XCS-Z01 ACTUATING STRAIGHT MACH NAME OERLIKON S/N 292103,104,137-139 BT 606130-132,140,141 MDL C28 FACE HOB | 6 | F3CCN5 | CLASS C
XCS-Z03 | KEY TELEMECANIQUE XCS-Z03 PIVOTING ACTUATING F/ USE W/ XCS SAFETY INTERLOCK SWITCH (TRI) USED ON DEPT 32 EMAG 605394 | 1 | F3CCN5 | CLASS C
XGMF-13437 | CABLE FANUC ROBOTICS XGMF-13437 TEACH PENDANT 10M FOR RJ3IB RIA, REF: A660-2004-T411#L11R03DB | 1 | F2CBN5 | CLASS C
XS1M08PA370D | SWITCH TELEMECANIQUE XS1M08PA370D PROXIMITY 12-48 VDC 8 MM BARREL DIAMETER 4MM SENSING DISTANCE NO PNP W/CONNECTOR | 6 | F3CBN5 | CLASS C
XS1M08PA370L1 | SWITCH TELEMECANIQUE XS1M08PA370L1 PROXIMITY 12-48 VDC 8 MM BARREL DIAMETER 4 MM SENSING DISTANCE NO PNP W/5M CABLE | 7 | F3CBN6 | CLASS C
XS1N08PA340D | SENSOR TELEMECANIQUE XS508B1PAM12 PROXIMITY INDUCTIVE TUBULAR. OLD PN: XS1N08PA340D | 2 | F3CBN6 | CLASS C
XS1N12PA340D | SENSOR SCHNEIDER XS512B1PAM12 PROXIMITY-SENSOR 3WIRE DC PNP N/O (OBSOLETE PN:XS1N12PA340D) | 1 | F3CBN6 | CLASS C
XUB2BPANM12R | SWITCH TELEMECANIQUE XUB2BPANM12R PHOTO ELECTRIC THRU BEAM RECEIVER 12-24 VDC 18 MM BARREL DIAMETER 15M RANGE W/ 4 PIN MICRO CONNECTOR | 2 | F3CBN6 | CLASS C
XVBC11 | TUBE - MFG: SCHNEIDER ELEC PN: XVBZ03 TYPE: MOUNTING AND FIXING OTSD DIA: 25.00 MM LEN: 15.75 IN COLOR: BLACK ALUMINUM DESC: FOR STACKLIGHT MOUNTING REPLACES XVAC03 | 1 | F3CCN1 | CLASS C
XVB-C2B4 | LIGHT, INDICATING - MFG: SCHNEIDER ELEC PN: XVBC2B4 TYPE: STACK STYLE: STEADY COLOR: RED SZ: WIDTH 70.00 X HEIGHT: 63.00 MM X DEPTH: 70.00 MM VOLT RTG / TYPE: 24 VOLTS AC/DC MATL: POLYCARBONATE DESC: BULB TYPE: PROTECTED LE | 2 | F3CCN3 | CLASS C
XVBC33 | LIGHT TELEMECANIQUE XVBC33 SIGNAL LITESTAK MODULE GREEN MACH NAME KASPER S/N HB5-1810200168 BT 606116 MODEL HB5-1810 12/240VAC/DC | 2 | F3CCN3 | CLASS C
XVBC38 | LIGHT TELEMECANIQUE XVBC38 SIGNAL STEADY YELLOW 12-240 VAC/DC STACK LIGHT | 2 | F3CCN3 | CLASS C
XVLA334 | TERMINAL TELEMECANIQUE XVLA334 SCREW LED RED 12 MM | 1 | F3CCN1 | CLASS C
Y014LX5100 | POWER SUPPLY - MFG: ACOPIAN TECHNICAL COMPANY PN: Y014LX5100 TYPE: SWITCHING REGULATED OTPT VOLT RTG / TYPE: 0-14 VLT CURR RTG: 35.00-51.00 AMP | 1 | AREA DE RECIBO | CLASS C
ZB2BD37 | SWITCH SCHNEIDER XB4-BD33 SELECTOR-SWITCH 3POS, MAINT (REF. REPLACEMENT: ZB2BD37)(REF: GLEASON 1053358) | 4 | F3CCN3 | CLASS C
ZB2BW577 | OPERATOR TELEMECANIQUE ZB2BW577 PUSHBUTTONS-ILL -STD SILICON BOOTED (REF: GLEASON 20002721) | 11 | F3CCN3 | NO CONSIGNA
ZB2BW914 | LENS TELEMECANIQUE ZB2BW914 FLUSH ILLUMINATED RED | 6 | F4CCN3 | NO CONSIGNA
ZB2-BZ103 | BASE TELEMECANIQUE ZB2-BZ103 MOUNTING BASE (GLEASON 20000278) REPLACE P/N TELEMECANIQUE ZB4-BZ103 | 5 | F3CCN4 | NO CONSIGNA
ZB4BA5 | PUSH BUTTON - MFG: SCHNEIDER ELEC PN: ZB4BA5 HEAD STYLE: ROUND COLOR: YELLOW SZ: 22.00 MM MATL: CHROMIUM PLATED METAL BEZEL DESC: SPRING RETURN | 2 | F3CCN4 | NO CONSIGNA
ZB4BG2 | SWITCH - MFG: SCHNEIDER ELEC PN: ZB4BG2 TYPE: KEY DESC: SIZE: 22.00 MM, BLACK, 2 POSITION | 1 | F3CCN2 | NO CONSIGNA
ZB4BW313 | HEAD, SWITCH - MFG: SCHNEIDER ELEC PN: ZB4BW313 TYPE: PUSHBUTTON SZ: 22.00 MM ACTU: SPRING RETURN ILLUMINATED: YES COLOR: WHITE MNTG TYPE: FLUSH | 1 | F3CCN4 | CLASS C
ZB4BW333 | HEAD, SWITCH - MFG: SCHNEIDER ELEC PN: ZB4BW333 TYPE: PUSHBUTTON SZ: 22.00 MM ACTU: SPRING RETURN ILLUMINATED: YES COLOR: GREEN MNTG TYPE: FLUSH | 1 | F3CCN4 | CLASS C
ZB4BW343 | HEAD, SWITCH - MFG: SCHNEIDER ELEC PN: ZB4BW343 TYPE: PUSHBUTTON SZ: 22.00 MM ACTU: SPRING RETURN ILLUMINATED: YES COLOR: RED MNTG TYPE: FLUSH | 2 | F3CCN4 | CLASS C
ZBE-102 | CONTACT BASE SCHNEIDER ZBE-102 - MACHINE HELLER MC16 | 1 | F3CCN4 | CLASS C